{"text_format":"1","workbook":"xlsx","n_sheets":7,"sheets":["Notes","By Award","Macros","By Location","By Sector","By Vendor","By Class"],"not_rendered":{"charts":0,"images":0,"macros":1,"external_links":0,"defined_names":17,"comments":0,"pivot_tables":0},"unopened":[],"bounds":{"document_bytes":16777216,"sheet_cells":100000,"rows_first":2000,"rows_last":500,"rows_between":2000,"halvings":0,"cell_chars":16384,"cell_head_chars":4096},"cells_cut":0,"cells_raw":0,"read":"whole","date_system":"1900"}

{"sheet":"Notes","index":0,"n_rows":14,"n_cols":3,"rows_kept":14,"cut":false,"hidden":false,"merged":[[0,0,0,9],[2,0,2,9],[12,0,12,9],[13,0,13,9]]}
["This workbook contains information on assets or services funded through MTI or MTAF awards."]
[]
["All worksheets contain identical information and the difference among the worksheets is the sort parameter used to present data.  Sort options were selected anticipating the most common review parameters and are not intended to suggest limitations on the use of assets or services.  All sorts are in alphabetical order, within the worksheets labeled:"]
[null,"Worksheet","Data sorted by:"]
[null,"Award","- MTI award number"]
[null,"Location","- Location of facility in which assets reside or service is provided"]
[null,"Sector","- Primary technology sector targeted in award application"]
[null,null,"Note: asset use is not limited to the specified technology sector"]
[null,"Vendor","- Asset vendor"]
[null,"Class","- Asset class, grouping similar assets across different vendors"]
[null,null,"Examples: 3D Printer, GC/MS and Microscope"]
[]
["In addition to the various sort parameters used, each worksheet is also set up for further screening through the use of filters.  Each cell in the title bar has a filter icon (downward pointing triangle).  Clicking on the icon displays a list of all the unique values in that column.  To select one or more filter options, click \"select all\", check the box of the filter values of interest, then click \"OK\"."]
["Data that has been filtered can be restored to its unfiltered whole by clicking on the icon of a filtered column (identified by a funnel image) and clicking \"(Select all)\", then \"OK\".  Note, too, that data can be filtered by multiple columns, in the order of your choice."]

{"sheet":"By Award","index":1,"n_rows":258,"n_cols":9,"rows_kept":258,"cut":false,"hidden":false,"merged":[]}
["MTI Award","Asset or Service - Description","Asset or Service - Class","Vendor","Location","Contact","Contact email","Type of arrangement","Primary Technology Sector"]
["CEA 2035-49","Optical Pattern Generator (photolithographic mask generation)","Optics","David Mann","LASST, U Maine","Rosemary Smith  ","rosemary.smith@maine.edu  ","Service contract, collaboration, User fee","Precision Manufacturing"]
["CEA 2035-49","e-beam Multi-source Evaporator","Evaporator","Temescal / Semicore","LASST, U Maine","Rosemary Smith  ","rosemary.smith@maine.edu  ","Service contract, collaboration, User fee, test sample","Precision Manufacturing"]
["CEA 2035-49","UV Laser Direct Write / Micromachining System ","UV Laser","JPSA","LASST, U Maine","Rosemary Smith or Scott Collins ","rosemary.smith@maine.edu or scott.collins@maine.edu","Service contract, collaboration, User fee","Precision Manufacturing"]
["CEA 2035-49","Vapor Silanization System","Vapor silanization","Solitec","LASST, U Maine","Rosemary Smith or Scott Collins ","rosemary.smith@maine.edu or scott.collins@maine.edu","Service contract, collaboration, User fee, test sample","Precision Manufacturing"]
["CIP 122","Scientific Analysis instruments (SAI) Kronus 2D Gas Chromatrography Mass Spectrometer (GC/MS)","GC/MS","UNE, Genomics, Analytics & proteomics core","UNE, College of Pharmacy, Portland","Daniel Brazeau, PhD 221-4078","dbrazeau@une.edu","Sample testing, Research Agreement, Partnership with Faculty","Biotechnology"]
["CIP 122","Scientific Analysis Instruments (SAI) Laser ToF ToF Mass Spectrometer (MS)","Mass Spectrometer","UNE, Genomics, Analytics & proteomics core","UNE, College of Pharmacy, Portland","Daniel Brazeau, PhD 221-4078","dbrazeau@une.edu","Sample testing, Research Agreement, Partnership with Faculty","Biotechnology"]
["CIP 129","Sodick AP-500 wire edm",null,null,"U Maine AMC Building Orono","John Belding","john.belding@maine.edu","Fee for service (labor and consumables)","Precision Manufacturing"]
["CIP 129","Objet 30 3D Printer","3D printer","R&D Technologies","USM, Gorham Campus","Mike Wing","mcwing@usm.maine.edu","Fee for service (materials and labor)","Precision Manufacturing"]
["CIP 129","Z-Scanner 3D scanner","3D scanner","Functional Performance Inc.","USM, Gorham Campus","Mike Wing","mcwing@usm.maine.edu","Fee for service (labor)","Precision Manufacturing"]
["CIP 147","Demo AG-X 300kN frame with 100kN hardware, Trapezium X software and associated test jigs",null,"Shimadzu Scientific Instruments","MATEC Building SMCC Brunswick Campus","Andrew Schoenberg","aschoenberg@smccme.edu","Analysis available to industry. Work with MCA/SMCC to arrange for testing and analysis","Composite Materials"]
["CIP 147","Q800 Dynamic Mechanical Analyzer Research quality DMA","DMA","TA Instruments","MATEC Building SMCC Brunswick Campus","Andrew Schoenberg","aschoenberg@smccme.edu","Analysis available to industry. Work with MCA/SMCC to arrange for testing and analysis","Composite Materials"]
["CIP 147","Nicolet iS10 Mid Infrared FT-IR Spectrometer Demo Model","Spectrometer, FT-IR","Thermo Electron North America LLC ","MATEC Building SMCC Brunswick Campus","Andrew Schoenberg","aschoenberg@smccme.edu","Analysis available to industry. Work with MCA/SMCC to arrange for testing and analysis","Composite Materials"]
["DA2612","Munson Shredder","Shredder","Munson Co.","U Maine, Dept. of Chemical and Biological Engineering, Orono","Michael Bilodeau","mbilodeau@maine.edu","Materials handling: Open access on a fee-for-service basis","Forestry & Agriculture"]
["G-104243","Real Time PCR System","PCR system","Bio Rad Labs","Bigelow Laboratory East Boothbay, ME","Dr. Ramunas Stepanauskas","rstepanauskas@bigelow.org","Fee For Service; Research Agreement","Biotechnology"]
["G-806093","Accu. TOF-D Mass Spectrometer","Mass Spectrometer","Jeol USA, Inc","Bigelow Laboratory East Boothbay, ME","Carlton Rauschenberg","carlton@bigelow.org","Fee for service","Biotechnology"]
["G-806093","Slocum Battery Powered Glider","Glider, Slocum","Webb Research Company","Bigelow Laboratory East Boothbay, ME","Dr. William Balch","bbalch@bigelow.org","Partnership with Faculty","Aquaculture & Marine"]
["MTAF","Shaking table system - 6,000 lbf capacity 2 axis","Table, shaking","LDS","Hybrid Structures Lab, Room 232 AMC Building, U Maine","Vincent Caccese or John Belding","vince.caccese@umit.maine.edu or john.belding @maine.edu ","In house testing, research agreement, partnership with facility","Biotechnology"]
["MTAF","CSZ Tundra Walk-In Climate Chamber","Climate chamber","Cincinatti sub zero","Advanced Biomechanics Lab for Injury Reduction & Rehab, Room 230 AMC Building, U Maine","Vincent Caccese or John Belding ","vince.caccese@umit.maine.edu or john.belding @maine.edu ","In house testing, research agreement, partnership with facility","Biotechnology"]
["MTAF","SCCH Salt Fog Chamber 26SL","Fog chamber","Singleton","Advanced Biomechanics Lab for Injury Reduction & Rehab, Room 230 AMC Building, U Maine","Vincent Caccese or John Belding ","vince.caccese@umit.maine.edu or john.belding @maine.edu ","In house testing, research agreement, partnership with facility","Biotechnology"]
["MTAF 1016","Agilent 1200 Rapid Resolution High Performance Liquid Chromatrography (RRLC)","HPLC","Agilent","UNE, College of Pharmacy, Portland","Daniel Brazeau, PhD 221-4078","dbrazeau@une.edu","Sample testing, Research Agreement, Partnership with Faculty","Biotechnology"]
["MTAF 1016","Agilent 6400 Series Triple Quadrupole Liquid Chromatography Mass Spectrometer (LC/MS)","LC/MS","Agilent","UNE, College of Pharmacy, Portland","Daniel Brazeau, PhD 221-4078","dbrazeau@une.edu","Sample testing, Research Agreement, Partnership with Faculty","Biotechnology"]
["MTAF 1016","Agilent 7000 Series Triple Quadrupole Gas Chromatography Mass Spectrometer (GC/MS)","GC/MS","Agilent","UNE, College of Pharmacy, Portland","Daniel Brazeau, PhD 221-4078","dbrazeau@une.edu","Sample testing, Research Agreement, Partnership with Faculty","Biotechnology"]
["MTAF 1016","Agilent 7500 Inductively Coupled Plasma Mass Spectrometer (ICP-MS)","ICP/MS","Agilent","UNE, College of Pharmacy, Portland","Daniel Brazeau, PhD 221-4078","dbrazeau@une.edu","Sample testing, Research Agreement, Partnership with Faculty","Biotechnology"]
["MTAF 1016","Beckman Multisizer 4 Coulter Counter","Coulter counter","Beckman Coulter","UNE, College of Pharmacy, Portland","Daniel Brazeau, PhD 221-4078","dbrazeau@une.edu","Sample testing, Research Agreement, Partnership with Faculty","Biotechnology"]
["MTAF 1016","Varian 820-MS Inductively Coupled Plasma Mass Spectrometer (ICP-MS)","ICP/MS","Varian","UNE, College of Pharmacy, Portland","Daniel Brazeau, PhD 221-4078","dbrazeau@une.edu","Sample testing, Research Agreement, Partnership with Faculty","Biotechnology"]
["MTAF 1016","Waters Micromass Triple Quattro Liquid Chromatography Mass Spectrometer (1)","LC/MS","Waters","UNE, College of Pharmacy, Portland","Daniel Brazeau, PhD 221-4078","dbrazeau@une.edu","Sample testing, Research Agreement, Partnership with Faculty","Biotechnology"]
["MTAF 1016","Waters Micromass Triple Quattro Liquid Chromatography Mass Spectrometer (2)","LC/MS","Waters","UNE, College of Pharmacy, Portland","Daniel Brazeau, PhD 221-4078","dbrazeau@une.edu","Sample testing, Research Agreement, Partnership with Faculty","Biotechnology"]
["MTAF 1038","Field Binocular Microscope","Microscope","Forestry Suppliers, Inc.","Downeast Institute","Brian Beal","bbeal@maine.edu","This is a standard, student stereomicroscope that can bre borrowed with permission","Aquaculture & Marine"]
["MTAF 1038","YSI Multiparameter instrument",null,"YSI","Downeast Institute","Brian Beal","bbeal@maine.edu","Instrument measures dissolved oxygen and seawater temperature. It can be borrowed with permission","Aquaculture & Marine"]
["MTAF 1071","Maine Aquaculture Technology Lab (not completed","Lab, aquaculture","EL Shea","CCAR, Franklin","Nick Brown","npbrown@maine.edu","Business incubation/contract research","Aquaculture & Marine"]
["MTAF 1071","Marine fish broodstock facility (not completed)","Facility",null,"CCAR, Franklin","Nick Brown","npbrown@maine.edu","Business incubation/contract research","Aquaculture & Marine"]
["MTAF 1071","Nikon inverted microscope","Microscope",null,"CCAR, Franklin","Nick Brown","npbrown@maine.edu","Business incubation/contract research","Aquaculture & Marine"]
["MTAF 1071","Seaweed seeding facilities","Facility",null,"CCAR, Franklin","Nick Brown","npbrown@maine.edu","Business incubation/contract research","Aquaculture & Marine"]
["MTAF 1074/2053","Seabird Electronics CTD's","CTD","Seabird Electronics","Maine Aquaculture Innovation Center","Chris Davis",null,null,"Aquaculture & Marine"]
["MTAF 1074/2053","YSI CTD's","CTD","YSI","Maine Aquaculture Innovation Center","Chris Davis",null,null,"Aquaculture & Marine"]
["MTAF 1074/2053","Nortek dopler acoustic current meter",null,"Nortek","Maine Aquaculture Innovation Center","Chris Davis",null,null,"Aquaculture & Marine"]
["MTAF 1079","F 40-UV thin film analysis instrument","Endoscope","Filmetrics","LASST, U Maine","Rosemary Smith  ","rosemary.smith@maine.edu  ","Service contract, collaboration, User fee, sample characterization","Precision Manufacturing"]
["MTAF 1079","Atomic Layer Deposition System","Atomic layer deposition","Oxford","LASST, U Maine","Rosemary Smith  ","rosemary.smith@maine.edu  ","Service contract, collaboration, User fee, test sample","Precision Manufacturing"]
["MTAF 1079","Reactive Ion Etch System","Ion etch system","Oxford","LASST, U Maine","Rosemary Smith  ","rosemary.smith@maine.edu  ","Service contract, collaboration, User fee, test sample","Precision Manufacturing"]
["MTAF 1079","PARSTAT 4000 Potentiostat","Potentiostat","Ametek","LASST, U Maine","Rosemary Smith or Scott Collins ","rosemary.smith@maine.edu or scott.collins@maine.edu","Collaboration, sample test, Service contract","Precision Manufacturing"]
["MTAF 1079","High Speed Digital Oscilloscope","Oscilloscope","Lecroy","LASST, U Maine","Rosemary Smith or Scott Collins ","rosemary.smith@maine.edu or scott.collins@maine.edu","Collaboration, sample test, Service contract","Precision Manufacturing"]
["MTAF 1100","BioFlo 410 Bioreactor, 15L capacity","Bioreactor","NB Scientific","Technology Research Center 880 Main St. Suite 1, Old Town, ME  ","Amy Luce, Keith Hodgins","Amy Luce, Keith Hodgins","Fee for service","Forestry & Agriculture"]
["MTAF 1100","Biomas Drying Oven","Drying oven","Wisconsin","Technology Research Center 880 Main St. Suite 1, Old Town, ME  ","Amy Luce, Keith Hodgins","aluce@umche.maine.edu","Fee for service","Forestry & Agriculture"]
["MTAF 1100","ConVap continous evaporator","Evaporator","Alfa Laval","Technology Research Center 880 Main St. Suite 1, Old Town, ME  ","Amy Luce, Keith Hodgins","aluce@umche.maine.edu","Fee for service","Forestry & Agriculture"]
["MTAF 1100","Lawson pellet mill","Pellet mill","Lawson Mills","Technology Research Center 880 Main St. Suite 1, Old Town, ME  ","Amy Luce, Keith Hodgins","aluce@umche.maine.edu","Fee for service","Forestry & Agriculture"]
["MTAF 1100","Continous Centrifuge","Centrifuge","CEPA","Technology Research Center 880 Main St. Suite 1, Old Town, ME  ","Amy Luce, Keith Hodgins","aluce@umche.maine.edu","Fee for service","Forestry & Agriculture"]
["MTAF 1100","Tangential Flow Filtration System","Filtration system","GEA-Niro","Technology Research Center 880 Main St. Suite 1, Old Town, ME  ","Amy Luce, Keith Hodgins","aluce@umche.maine.edu","Fee for service","Forestry & Agriculture"]
["MTAF 1100","Parr reactor 20L",null,"Parr ","Technology Research Center 880 Main St. Suite 1, Old Town, ME  ","Amy Luce, Keith Hodgins","aluce@umche.maine.edu","Fee for service","Forestry & Agriculture"]
["MTAF 1100","Tube reactor 2''",null,"Parr","Technology Research Center 880 Main St. Suite 1, Old Town, ME  ","Amy Luce, Keith Hodgins","aluce@umche.maine.edu","Fee for service","Forestry & Agriculture"]
["MTAF 1100","Cone and plate viscometer","Viscometer","Brookfield","Technology Research Center 880 Main St. Suite 1, Old Town, ME  ","Amy Luce, Keith Hodgins","aluce@umche.maine.edu","Fee for service","Forestry & Agriculture"]
["MTAF 1100","Rotovap","Rotovap","Buchi","Technology Research Center 880 Main St. Suite 1, Old Town, ME  ","Amy Luce, Keith Hodgins","aluce@umche.maine.edu","Fee for service","Forestry & Agriculture"]
["MTAF 1100","ASTM fractional batch still","Batch still","B/R Instruments","Technology Research Center 880 Main St. Suite 1, Old Town, ME  ","Amy Luce, Keith Hodgins","aluce@umche.maine.edu","Fee for service","Forestry & Agriculture"]
["MTAF 1100","4 Stage Mixer settler","Mixer","Rousselet -Robatel","Technology Research Center 880 Main St. Suite 1, Old Town, ME  ","Amy Luce, Keith Hodgins","aluce@umche.maine.edu","Fee for service","Forestry & Agriculture"]
["MTAF 1100","TDO (thermal deoxygenation) CSTR",null,"in-house","Technology Research Center 880 Main St. Suite 1, Old Town, ME  ","Amy Luce, Keith Hodgins","aluce@umche.maine.edu","Fee for service","Forestry & Agriculture"]
["MTAF 1100","Online FTIR","FTIR","CAI","Technology Research Center 880 Main St. Suite 1, Old Town, ME  ","Amy Luce, Keith Hodgins","aluce@umche.maine.edu","Fee for service","Forestry & Agriculture"]
["MTAF 1100","3x50 gallon fermentation vessels","Fermentation","in-house","Technology Research Center 880 Main St. Suite 1, Old Town, ME  ","Amy Luce, Keith Hodgins","aluce@umche.maine.edu","Fee for service","Forestry & Agriculture"]
["MTAF 1100","Andritz Sprout-Bauer TMP",null,"legacy","Technology Research Center 880 Main St. Suite 1, Old Town, ME  ","Amy Luce, Keith Hodgins","aluce@umche.maine.edu","Fee for service","Forestry & Agriculture"]
["MTAF 1106/2061","Super-Resolution Microscope Facility","Microscope facility","multiple","Dept. of Physics, Bennett Hall, U Maine, Orono","Prof. Sam Hess","sam.hess@umit.maine.edu","Research Agreement of Hourly Use for Fee","Biotechnology"]
["MTAF 2008","Large color scanner","Scanner","ColorTrac","Folsom Hall 201, UMPI, Presque Isle","Chunzeng Wang","chunzeng.wang@umpi.edu","Research agreement","Information Technology"]
["MTAF 2008","HP Elitebook 6580 laptops (4 of them)","Laptop","HP","Folsom Hall 201, UMPI, Presque Isle","Chunzeng Wang","chunzeng.wang@umpi.edu","Workshops, partnerships, research agreement","Information Technology"]
["MTAF 2008","HP Z400 Workstation computers (20 of them)","Computer","HP","Folsom Hall 201, UMPI, Presque Isle","Chunzeng Wang","chunzeng.wang@umpi.edu","Workshops, partnerships, research agreement","Information Technology"]
["MTAF 2008","GPS units (4 of them)","GPS","Trimble","Folsom Hall 201, UMPI, Presque Isle","Chunzeng Wang","chunzeng.wang@umpi.edu","Workshops, partnerships, research agreement","Information Technology"]
["MTAF 2009","Pilot Web Coater: New 12 in. wide web coater and laminator.","Web coater/laminator","Faustel","U Maine, Dept. of Chemical and Biological Engineering, Orono","Michael Bilodeau","mbilodeau@maine.edu","Coating: Open access on a fee-for-service basis","Forestry & Agriculture"]
["MTAF 2009","Papermaking: Upgrade to paper machine. New distributed control system, with scanner and instrument package",null,"Honeywell International","U Maine, Dept. of Chemical and Biological Engineering, Orono","Michael Bilodeau","mbilodeau@maine.edu","Papermaking: Open access on a fee-for-service basis","Forestry & Agriculture"]
["MTAF 2009 donated","Chip Screening: Acrowood Chip Screen","Chip screener","Acrowood","U Maine, Dept. of Chemical and Biological Engineering, Orono","Michael Bilodeau","mbilodeau@maine.edu","Refining: Open access on a fee-for-service basis","Forestry & Agriculture"]
["MTAF 2009 donated","Refining: Side-mount Agitator - GL&V Omni","Agitator","GL&V USA","U Maine, Dept. of Chemical and Biological Engineering, Orono","Michael Bilodeau","mbilodeau@maine.edu","Refining: Open access on a fee-for-service basis","Forestry & Agriculture"]
["MTAF 2009 donated","Analytical Chemistry: Mattson Gallery Series FTIR 5000","FTIR 5000","Mattson","U Maine, Dept. of Chemical and Biological Engineering, Orono","Michael Bilodeau","mbilodeau@maine.edu","Analytical Chemistry: Open access on a fee-for-service basis","Forestry & Agriculture"]
["MTAF 2009 donated","Papermaking: New Advanced Data Collection System with Data Historian",null,"OSI Soft","U Maine, Dept. of Chemical and Biological Engineering, Orono","Michael Bilodeau","mbilodeau@maine.edu","Papermaking: Open access on a fee-for-service basis","Forestry & Agriculture"]
["MTAF 2009 donated","Parr Reactor model 4843","Parr reactor","Parr Instrument Company","U Maine, Dept. of Chemical and Biological Engineering, Orono","Michael Bilodeau","mbilodeau@maine.edu","Open access on a fee-for-service basis","Forestry & Agriculture"]
["MTAF 2009 donated","Techpap Handsheet Dryer - Ser. No. 2005-2","Dryer, handsheet","Techpap","U Maine, Dept. of Chemical and Biological Engineering, Orono","Michael Bilodeau","mbilodeau@maine.edu","Open access on a fee-for-service basis","Forestry & Agriculture"]
["MTAF 2012","Gallios",null,"Beckman Coulter","Trillium Diagnostics","Adam Curtis","adamcurtis@trillumdx.c om","Fee for service","Biotechnology"]
["MTAF 2012","BD FACSanto II",null,"Beckton-Dickinson","Trillium Diagnostics","Adam Curtis","adamcurtis@trillumdx.c om","Fee for service","Biotechnology"]
["MTAF 2012","Server and analytical software",null,"Various","Trillium Diagnostics","Adam Curtis","adamcurtis@trillumdx.c om","Analytical software necessary to interpret proprietary flow cytrometry data is available through a secure server to the MRFCC consortium and to other users through fee-for-service contracted analytical time.","Biotechnology"]
["MTAF 2012","BD LSR II",null,"Beckton-Dickinson","U Maine, Orono","Robert Wheeler, PhD, Assistant Professor of Microbiology","robert.wheeler@umit.maine.edu","Fee for service","Biotechnology"]
["MTAF 2012","Amnis Image StreamX Cytometer","Cytometer","Amnis","The Jackson Laboratory","Ted Duffy, Manager Flow Cytometry Service","ted.duffy@jax.org","Fee for service","Biotechnology"]
["MTAF 2012","Accuri 6 Cytometer","Cytometer","Beckton-Dickinson","Husson University","William Lindblad","LindbladW@husson.edu","Fee for service","Biotechnology"]
["MTAF 2022","Shopsaber 4896 table router (4hp) High Frequency Spindle, vacuum hold-down system and t-slot table","Router","Shopsaber","CNC Lab, University of Maine","Owen Smith",null,"All equipment use must be approved by IMRC Director and must adhere to policies and procedures of the IMRC Center.  In general, this means that the equipment must be used at the IMRC Center, users must have needed technical and/or safety training, and projects/uses must fit the aims and mission of the IMRC Center.","Information Technology"]
["MTAF 2022","Rolland MDX-20 3D scanning and milling machine","Milling machine","Rolland","CNC Lab, University of Maine","Owen Smith",null,"All equipment use must be approved by IMRC Director and must adhere to policies and procedures of the IMRC Center.  In general, this means that the equipment must be used at the IMRC Center, users must have needed technical and/or safety training, and projects/uses must fit the aims and mission of the IMRC Center.","Information Technology"]
["MTAF 2022","Two soldering stations with custom ventilation system","Soldering station",null,"Electronics Lab, University of Maine","Owen Smith",null,"All equipment use must be approved by IMRC Director and must adhere to policies and procedures of the IMRC Center.  In general, this means that the equipment must be used at the IMRC Center, users must have needed technical and/or safety training, and projects/uses must fit the aims and mission of the IMRC Center.","Information Technology"]
["MTAF 2022","Circuit board mill",null,null,"Electronics Lab, University of Maine","Owen Smith",null,"All equipment use must be approved by IMRC Director and must adhere to policies and procedures of the IMRC Center.  In general, this means that the equipment must be used at the IMRC Center, users must have needed technical and/or safety training, and projects/uses must fit the aims and mission of the IMRC Center.","Information Technology"]
["MTAF 2022","Electronics workstations with: Agilent 34410A 6.5 Digit Digital Multimeter, Agilent E3631A Programmable DC Power Supply, Agilent 33120A function/arbitrary waveform generator, Agilent MSOXA2024A Digital and Analog Oscilloscope",null,"Agilent","Electronics Lab, University of Maine","Owen Smith",null,"All equipment use must be approved by IMRC Director and must adhere to policies and procedures of the IMRC Center.  In general, this means that the equipment must be used at the IMRC Center, users must have needed technical and/or safety training, and projects/uses must fit the aims and mission of the IMRC Center.","Information Technology"]
["MTAF 2022","Large format printing Epson Stylus Pro 9900 44'' wide","Printer","Epson","Prototyping Studio, University of Maine","Owen Smith",null,"All equipment use must be approved by IMRC Director and must adhere to policies and procedures of the IMRC Center.  In general, this means that the equipment must be used at the IMRC Center, users must have needed technical and/or safety training, and projects/uses must fit the aims and mission of the IMRC Center.","Information Technology"]
["MTAF 2022","Signmaking, Large format thermal transfer vinyl printer/cutter Summa DC4","Vinyl printer/cutter","Summa USA","Prototyping Studio, University of Maine","Owen Smith",null,"All equipment use must be approved by IMRC Director and must adhere to policies and procedures of the IMRC Center.  In general, this means that the equipment must be used at the IMRC Center, users must have needed technical and/or safety training, and projects/uses must fit the aims and mission of the IMRC Center.","Information Technology"]
["MTAF 2022","Digital embrodiery and Sewing, HUSQVARNA VIKIN Designer Topaz 30","Sewing, embroidery","Husqvarna Viking","Prototyping Studio, University of Maine","Owen Smith",null,"All equipment use must be approved by IMRC Director and must adhere to policies and procedures of the IMRC Center.  In general, this means that the equipment must be used at the IMRC Center, users must have needed technical and/or safety training, and projects/uses must fit the aims and mission of the IMRC Center.","Information Technology"]
["MTAF 2022","Sewing, Brother 3034D serger","Sewing ","Brother","Prototyping Studio, University of Maine","Owen Smith",null,"All equipment use must be approved by IMRC Director and must adhere to policies and procedures of the IMRC Center.  In general, this means that the equipment must be used at the IMRC Center, users must have needed technical and/or safety training, and projects/uses must fit the aims and mission of the IMRC Center.","Information Technology"]
["MTAF 2022","Sewing, HUSQVARNA VIKING 5D Embrodiery System software","Sewing","Husqvarna Viking","Prototyping Studio, University of Maine","Owen Smith",null,"All equipment use must be approved by IMRC Director and must adhere to policies and procedures of the IMRC Center.  In general, this means that the equipment must be used at the IMRC Center, users must have needed technical and/or safety training, and projects/uses must fit the aims and mission of the IMRC Center.","Information Technology"]
["MTAF 2022","Color proofing printer, Xerox Phaser 7500DN","Printer","Xerox","Prototyping Studio, University of Maine","Owen Smith",null,"All equipment use must be approved by IMRC Director and must adhere to policies and procedures of the IMRC Center.  In general, this means that the equipment must be used at the IMRC Center, users must have needed technical and/or safety training, and projects/uses must fit the aims and mission of the IMRC Center.","Information Technology"]
["MTAF 2022","Digitizing Tablet, Wacom Intuos (2)",null,"Wacom","Prototyping Studio, University of Maine","Owen Smith",null,"All equipment use must be approved by IMRC Director and must adhere to policies and procedures of the IMRC Center.  In general, this means that the equipment must be used at the IMRC Center, users must have needed technical and/or safety training, and projects/uses must fit the aims and mission of the IMRC Center.","Information Technology"]
["MTAF 2022","Laser Engraving/Cutting System:  Universal VersaLaser VLS4.60 50W 24\" x 18\"x9\" Bed and rotary attachment","Laser engraver","Universal Laser Systems","Prototyping Studio, University of Maine","Owen Smith",null,"All equipment use must be approved by IMRC Director and must adhere to policies and procedures of the IMRC Center.  In general, this means that the equipment must be used at the IMRC Center, users must have needed technical and/or safety training, and projects/uses must fit the aims and mission of the IMRC Center.","Information Technology"]
["MTAF 2022","Mac Pro tower w/ dual 24\" screens (2)",null,"Macintosh","Prototyping Studio, University of Maine","Owen Smith",null,"All equipment use must be approved by IMRC Director and must adhere to policies and procedures of the IMRC Center.  In general, this means that the equipment must be used at the IMRC Center, users must have needed technical and/or safety training, and projects/uses must fit the aims and mission of the IMRC Center.","Information Technology"]
["MTAF 2022","24\" Black Cat Cougar digital die cutter","Digital die cutter","Black Cat Cougar","Prototyping Studio, University of Maine","Owen Smith",null,"All equipment use must be approved by IMRC Director and must adhere to policies and procedures of the IMRC Center.  In general, this means that the equipment must be used at the IMRC Center, users must have needed technical and/or safety training, and projects/uses must fit the aims and mission of the IMRC Center.","Information Technology"]
["MTAF 2022","Epson 4800 printer","Printer","Epson","Prototyping Studio, University of Maine","Owen Smith",null,"All equipment use must be approved by IMRC Director and must adhere to policies and procedures of the IMRC Center.  In general, this means that the equipment must be used at the IMRC Center, users must have needed technical and/or safety training, and projects/uses must fit the aims and mission of the IMRC Center.","Information Technology"]
["MTAF 2022","24\" Laminator","Laminator",null,"Prototyping Studio, University of Maine","Owen Smith",null,"All equipment use must be approved by IMRC Director and must adhere to policies and procedures of the IMRC Center.  In general, this means that the equipment must be used at the IMRC Center, users must have needed technical and/or safety training, and projects/uses must fit the aims and mission of the IMRC Center.","Information Technology"]
["MTAF 2022","3D printer Zcops Z450 (2)","3D printer",null,"Prototyping Studio, University of Maine","Owen Smith",null,"All equipment use must be approved by IMRC Director and must adhere to policies and procedures of the IMRC Center.  In general, this means that the equipment must be used at the IMRC Center, users must have needed technical and/or safety training, and projects/uses must fit the aims and mission of the IMRC Center.","Information Technology"]
["MTAF 2022","RepRap Prusa Mendel 3D printer","3D printer",null,"Prototyping Studio, University of Maine","Owen Smith",null,"All equipment use must be approved by IMRC Director and must adhere to policies and procedures of the IMRC Center.  In general, this means that the equipment must be used at the IMRC Center, users must have needed technical and/or safety training, and projects/uses must fit the aims and mission of the IMRC Center.","Information Technology"]
["MTAF 2022","Bandsaw, JET 708749B JWBS-16Bin","Bandsaw",null,"Fabrication Studio, University of Maine","Owen Smith",null,"All equipment use must be approved by IMRC Director and must adhere to policies and procedures of the IMRC Center.  In general, this means that the equipment must be used at the IMRC Center, users must have needed technical and/or safety training, and projects/uses must fit the aims and mission of the IMRC Center.","Information Technology"]
["MTAF 2022","Delta 18-900L 18in laser drill press","Laser drill press","Delta","Fabrication Studio, University of Maine","Owen Smith",null,"All equipment use must be approved by IMRC Director and must adhere to policies and procedures of the IMRC Center.  In general, this means that the equipment must be used at the IMRC Center, users must have needed technical and/or safety training, and projects/uses must fit the aims and mission of the IMRC Center.","Information Technology"]
["MTAF 2022","Shop air system:  Ingersoll-Rand 2475N7.5-P, 7.5HP, 80 gal, 24 CFM@175PSI",null,"Ingersoll-Rand","Fabrication Studio, University of Maine","Owen Smith",null,"All equipment use must be approved by IMRC Director and must adhere to policies and procedures of the IMRC Center.  In general, this means that the equipment must be used at the IMRC Center, users must have needed technical and/or safety training, and projects/uses must fit the aims and mission of the IMRC Center.","Information Technology"]
["MTAF 2022","SawStop Industrial Cabinet Saw","Saw","SawStop","Fabrication Studio, University of Maine","Owen Smith",null,"All equipment use must be approved by IMRC Director and must adhere to policies and procedures of the IMRC Center.  In general, this means that the equipment must be used at the IMRC Center, users must have needed technical and/or safety training, and projects/uses must fit the aims and mission of the IMRC Center.","Information Technology"]
["MTAF 2022","DeWalt DW718 12\" Dual-bevel sliding compound miter","Saw, miter","DeWalt","Fabrication Studio, University of Maine","Owen Smith",null,"All equipment use must be approved by IMRC Director and must adhere to policies and procedures of the IMRC Center.  In general, this means that the equipment must be used at the IMRC Center, users must have needed technical and/or safety training, and projects/uses must fit the aims and mission of the IMRC Center.","Information Technology"]
["MTAF 2022","DeWalt DW734 12-1/2' planer with three knife cutter-head","Planer","DeWalt","Fabrication Studio, University of Maine","Owen Smith",null,"All equipment use must be approved by IMRC Director and must adhere to policies and procedures of the IMRC Center.  In general, this means that the equipment must be used at the IMRC Center, users must have needed technical and/or safety training, and projects/uses must fit the aims and mission of the IMRC Center.","Information Technology"]
["MTAF 2022","Metalforming, 30\" Jet SBR-30N Shear, brake,roller",null,null,"Fabrication Studio, University of Maine","Owen Smith",null,"All equipment use must be approved by IMRC Director and must adhere to policies and procedures of the IMRC Center.  In general, this means that the equipment must be used at the IMRC Center, users must have needed technical and/or safety training, and projects/uses must fit the aims and mission of the IMRC Center.","Information Technology"]
["MTAF 2022","Formech 660 Manual Vacuum Former","Vacuum former","Formech","Fabrication Studio, University of Maine","Owen Smith",null,"All equipment use must be approved by IMRC Director and must adhere to policies and procedures of the IMRC Center.  In general, this means that the equipment must be used at the IMRC Center, users must have needed technical and/or safety training, and projects/uses must fit the aims and mission of the IMRC Center.","Information Technology"]
["MTAF 2022","Complete Red Cinema Package:  Epic-X (Full 5k Digital Video Camera), Canon Amuminum Lens Mount, Red SSD Side handle, Red 5\" Touch Screen Controller, Red DSMC Side Handle, Redmote Wireless Controller, Red Pro I/O Audio Module, Red 1.8\" SSD 64GB(4), Redvolt Batteries, Redvolt Battery Charger, Red Pro Battery Module, Red Rocket Graphics Card, Red Clutch Shoulder Rig, Red Epic Pelican Case","Digital video camera",null,null,"Owen Smith",null,"All equipment use must be approved by IMRC Director and must adhere to policies and procedures of the IMRC Center.  In general, this means that the equipment must be used at the IMRC Center, users must have needed technical and/or safety training, and projects/uses must fit the aims and mission of the IMRC Center.","Information Technology"]
["MTAF 2022","Lenses: Canon 8-15mm f4L, Canon 16-35mm f2.8L, Canon 24-70mm f2.8L, Canon 24mm f1.4L, Canon 100mm Macro f.28L","Lenses, camera","Canon",null,"Owen Smith",null,"All equipment use must be approved by IMRC Director and must adhere to policies and procedures of the IMRC Center.  In general, this means that the equipment must be used at the IMRC Center, users must have needed technical and/or safety training, and projects/uses must fit the aims and mission of the IMRC Center.","Information Technology"]
["MTAF 2022","Zolinger XT2000 Gold Series Steadycam system","Steadycam system","Zolinger",null,"Owen Smith",null,"All equipment use must be approved by IMRC Director and must adhere to policies and procedures of the IMRC Center.  In general, this means that the equipment must be used at the IMRC Center, users must have needed technical and/or safety training, and projects/uses must fit the aims and mission of the IMRC Center.","Information Technology"]
["MTAF 2022","Kessler Pocket Dolly Standard Length 39.5\"","Dolly, camera","Kessler",null,"Owen Smith",null,"All equipment use must be approved by IMRC Director and must adhere to policies and procedures of the IMRC Center.  In general, this means that the equipment must be used at the IMRC Center, users must have needed technical and/or safety training, and projects/uses must fit the aims and mission of the IMRC Center.","Information Technology"]
["MTAF 2022","Losmandy Standard Porta-jib 72\"","Porta-jib","Losmandy",null,"Owen Smith",null,"All equipment use must be approved by IMRC Director and must adhere to policies and procedures of the IMRC Center.  In general, this means that the equipment must be used at the IMRC Center, users must have needed technical and/or safety training, and projects/uses must fit the aims and mission of the IMRC Center.","Information Technology"]
["MTAF 2022","Losmandy 4 Legged Spider Dolly with 40' of Flex Track","Dolly, spider","Losmandy",null,"Owen Smith",null,"All equipment use must be approved by IMRC Director and must adhere to policies and procedures of the IMRC Center.  In general, this means that the equipment must be used at the IMRC Center, users must have needed technical and/or safety training, and projects/uses must fit the aims and mission of the IMRC Center.","Information Technology"]
["MTAF 2022","Sachtler 18 S1 Fluid Head and Tripod System","Tripod system","Sachtler",null,"Owen Smith",null,"All equipment use must be approved by IMRC Director and must adhere to policies and procedures of the IMRC Center.  In general, this means that the equipment must be used at the IMRC Center, users must have needed technical and/or safety training, and projects/uses must fit the aims and mission of the IMRC Center.","Information Technology"]
["MTAF 2022"," Manfrotto 502 Pro Video Tripod System (2)","Tripod system","Manfrotto",null,"Owen Smith",null,"All equipment use must be approved by IMRC Director and must adhere to policies and procedures of the IMRC Center.  In general, this means that the equipment must be used at the IMRC Center, users must have needed technical and/or safety training, and projects/uses must fit the aims and mission of the IMRC Center.","Information Technology"]
["MTAF 2022","Arri Tungsten 4 Light Kit","Light kit","Arri",null,"Owen Smith",null,"All equipment use must be approved by IMRC Director and must adhere to policies and procedures of the IMRC Center.  In general, this means that the equipment must be used at the IMRC Center, users must have needed technical and/or safety training, and projects/uses must fit the aims and mission of the IMRC Center.","Information Technology"]
["MTAF 2022","Altman Foto Pac 3 Light Kit","Light kit","Altman",null,"Owen Smith",null,"All equipment use must be approved by IMRC Director and must adhere to policies and procedures of the IMRC Center.  In general, this means that the equipment must be used at the IMRC Center, users must have needed technical and/or safety training, and projects/uses must fit the aims and mission of the IMRC Center.","Information Technology"]
["MTAF 2022","Impact Air-Cushioned All-Purpose Light Stand (5)","Light stand","Impact Studio Lighting",null,"Owen Smith",null,"All equipment use must be approved by IMRC Director and must adhere to policies and procedures of the IMRC Center.  In general, this means that the equipment must be used at the IMRC Center, users must have needed technical and/or safety training, and projects/uses must fit the aims and mission of the IMRC Center.","Information Technology"]
["MTAF 2022","Westcott Illuminator Extension Arm (5)","Illuminator extension arm","Westcott",null,"Owen Smith",null,"All equipment use must be approved by IMRC Director and must adhere to policies and procedures of the IMRC Center.  In general, this means that the equipment must be used at the IMRC Center, users must have needed technical and/or safety training, and projects/uses must fit the aims and mission of the IMRC Center.","Information Technology"]
["MTAF 2022","Impact Saddle-bag Sand bags (10)",null,"Impact Studio Lighting",null,"Owen Smith",null,"All equipment use must be approved by IMRC Director and must adhere to policies and procedures of the IMRC Center.  In general, this means that the equipment must be used at the IMRC Center, users must have needed technical and/or safety training, and projects/uses must fit the aims and mission of the IMRC Center.","Information Technology"]
["MTAF 2022","Impact 5 in 1 collapsible reflector disc set 42\"","Reflector disc set","Impact Studio Lighting",null,"Owen Smith",null,"All equipment use must be approved by IMRC Director and must adhere to policies and procedures of the IMRC Center.  In general, this means that the equipment must be used at the IMRC Center, users must have needed technical and/or safety training, and projects/uses must fit the aims and mission of the IMRC Center.","Information Technology"]
["MTAF 2022","Impact 7 in 1 rectangular reflector disc set 42\"x72\"","Reflector disc set","Impact Studio Lighting",null,"Owen Smith",null,"All equipment use must be approved by IMRC Director and must adhere to policies and procedures of the IMRC Center.  In general, this means that the equipment must be used at the IMRC Center, users must have needed technical and/or safety training, and projects/uses must fit the aims and mission of the IMRC Center.","Information Technology"]
["MTAF 2022","Impact Super Collapsible chroma green background 8'x16'",null,"Impact Studio Lighting",null,"Owen Smith",null,"All equipment use must be approved by IMRC Director and must adhere to policies and procedures of the IMRC Center.  In general, this means that the equipment must be used at the IMRC Center, users must have needed technical and/or safety training, and projects/uses must fit the aims and mission of the IMRC Center.","Information Technology"]
["MTAF 2022","Westcott Scrim Jim Large Reflector kit 72\"x72\"","Reflector kit","Westcott",null,"Owen Smith",null,"All equipment use must be approved by IMRC Director and must adhere to policies and procedures of the IMRC Center.  In general, this means that the equipment must be used at the IMRC Center, users must have needed technical and/or safety training, and projects/uses must fit the aims and mission of the IMRC Center.","Information Technology"]
["MTAF 2022","Malone Design Works MC Desk",null,null,null,"Owen Smith",null,"All equipment use must be approved by IMRC Director and must adhere to policies and procedures of the IMRC Center.  In general, this means that the equipment must be used at the IMRC Center, users must have needed technical and/or safety training, and projects/uses must fit the aims and mission of the IMRC Center.","Information Technology"]
["MTAF 2022","Euphonix Artist Mix (3)",null,"Euphonix",null,"Owen Smith",null,"All equipment use must be approved by IMRC Director and must adhere to policies and procedures of the IMRC Center.  In general, this means that the equipment must be used at the IMRC Center, users must have needed technical and/or safety training, and projects/uses must fit the aims and mission of the IMRC Center.","Information Technology"]
["MTAF 2022","Euphonix Artist Control",null,"Euphonix",null,"Owen Smith",null,"All equipment use must be approved by IMRC Director and must adhere to policies and procedures of the IMRC Center.  In general, this means that the equipment must be used at the IMRC Center, users must have needed technical and/or safety training, and projects/uses must fit the aims and mission of the IMRC Center.","Information Technology"]
["MTAF 2022","Apogee Symphony I/O",null,"Apogee Symphony",null,"Owen Smith",null,"All equipment use must be approved by IMRC Director and must adhere to policies and procedures of the IMRC Center.  In general, this means that the equipment must be used at the IMRC Center, users must have needed technical and/or safety training, and projects/uses must fit the aims and mission of the IMRC Center.","Information Technology"]
["MTAF 2022","Apogee Symphony I/O (8analog I/O - AES I/O (2)",null,"Apogee Symphony",null,"Owen Smith",null,"All equipment use must be approved by IMRC Director and must adhere to policies and procedures of the IMRC Center.  In general, this means that the equipment must be used at the IMRC Center, users must have needed technical and/or safety training, and projects/uses must fit the aims and mission of the IMRC Center.","Information Technology"]
["MTAF 2022","Apogee Symphony I/O (8 mic pre amp)",null,"Apogee Symphony",null,"Owen Smith",null,"All equipment use must be approved by IMRC Director and must adhere to policies and procedures of the IMRC Center.  In general, this means that the equipment must be used at the IMRC Center, users must have needed technical and/or safety training, and projects/uses must fit the aims and mission of the IMRC Center.","Information Technology"]
["MTAF 2022"," Apogee Symphony 64",null,"Apogee Symphony",null,"Owen Smith",null,"All equipment use must be approved by IMRC Director and must adhere to policies and procedures of the IMRC Center.  In general, this means that the equipment must be used at the IMRC Center, users must have needed technical and/or safety training, and projects/uses must fit the aims and mission of the IMRC Center.","Information Technology"]
["MTAF 2022","Avalon VT-737 sp Mic preamp",null,"Avalon Design",null,"Owen Smith",null,"All equipment use must be approved by IMRC Director and must adhere to policies and procedures of the IMRC Center.  In general, this means that the equipment must be used at the IMRC Center, users must have needed technical and/or safety training, and projects/uses must fit the aims and mission of the IMRC Center.","Information Technology"]
["MTAF 2022","Universal Audio LA-610 Mk II Channel strip ",null,"Universal Audio",null,"Owen Smith",null,"All equipment use must be approved by IMRC Director and must adhere to policies and procedures of the IMRC Center.  In general, this means that the equipment must be used at the IMRC Center, users must have needed technical and/or safety training, and projects/uses must fit the aims and mission of the IMRC Center.","Information Technology"]
["MTAF 2022","Solid State Logic XLogic Alpha channel (2)",null,"Xlogic",null,"Owen Smith",null,"All equipment use must be approved by IMRC Director and must adhere to policies and procedures of the IMRC Center.  In general, this means that the equipment must be used at the IMRC Center, users must have needed technical and/or safety training, and projects/uses must fit the aims and mission of the IMRC Center.","Information Technology"]
["MTAF 2022","Focusrite ISA428 MkII 4 channel preamp Apple iMac (27\" 3.1GHz i5)",null,null,null,"Owen Smith",null,"All equipment use must be approved by IMRC Director and must adhere to policies and procedures of the IMRC Center.  In general, this means that the equipment must be used at the IMRC Center, users must have needed technical and/or safety training, and projects/uses must fit the aims and mission of the IMRC Center.","Information Technology"]
["MTAF 2022","Glyph Gt 062E (2TB-7200RPM) (3)",null,"Glyph Tech",null,"Owen Smith",null,"All equipment use must be approved by IMRC Director and must adhere to policies and procedures of the IMRC Center.  In general, this means that the equipment must be used at the IMRC Center, users must have needed technical and/or safety training, and projects/uses must fit the aims and mission of the IMRC Center.","Information Technology"]
["MTAF 2022","Avid Pro Tools 10",null,null,null,"Owen Smith",null,"All equipment use must be approved by IMRC Director and must adhere to policies and procedures of the IMRC Center.  In general, this means that the equipment must be used at the IMRC Center, users must have needed technical and/or safety training, and projects/uses must fit the aims and mission of the IMRC Center.","Information Technology"]
["MTAF 2022","Apple Logic Studio 9",null,null,null,"Owen Smith",null,"All equipment use must be approved by IMRC Director and must adhere to policies and procedures of the IMRC Center.  In general, this means that the equipment must be used at the IMRC Center, users must have needed technical and/or safety training, and projects/uses must fit the aims and mission of the IMRC Center.","Information Technology"]
["MTAF 2022","Propellerhead Reason 6",null,null,null,"Owen Smith",null,"All equipment use must be approved by IMRC Director and must adhere to policies and procedures of the IMRC Center.  In general, this means that the equipment must be used at the IMRC Center, users must have needed technical and/or safety training, and projects/uses must fit the aims and mission of the IMRC Center.","Information Technology"]
["MTAF 2022","Waves Diamond Bundle Native",null,null,null,"Owen Smith",null,"All equipment use must be approved by IMRC Director and must adhere to policies and procedures of the IMRC Center.  In general, this means that the equipment must be used at the IMRC Center, users must have needed technical and/or safety training, and projects/uses must fit the aims and mission of the IMRC Center.","Information Technology"]
["MTAF 2022","Synthogy Ivory II Grand Pianos",null,"Synthogy",null,"Owen Smith",null,"All equipment use must be approved by IMRC Director and must adhere to policies and procedures of the IMRC Center.  In general, this means that the equipment must be used at the IMRC Center, users must have needed technical and/or safety training, and projects/uses must fit the aims and mission of the IMRC Center.","Information Technology"]
["MTAF 2022","Akai Professional MPK88 88key controller",null,"Akai",null,"Owen Smith",null,"All equipment use must be approved by IMRC Director and must adhere to policies and procedures of the IMRC Center.  In general, this means that the equipment must be used at the IMRC Center, users must have needed technical and/or safety training, and projects/uses must fit the aims and mission of the IMRC Center.","Information Technology"]
["MTAF 2022","Roland HandSonic 15 percussion controller",null,"Roland",null,"Owen Smith",null,"All equipment use must be approved by IMRC Director and must adhere to policies and procedures of the IMRC Center.  In general, this means that the equipment must be used at the IMRC Center, users must have needed technical and/or safety training, and projects/uses must fit the aims and mission of the IMRC Center.","Information Technology"]
["MTAF 2022","Shure SM57 microphone (6)","Microphone","Shure",null,"Owen Smith",null,"All equipment use must be approved by IMRC Director and must adhere to policies and procedures of the IMRC Center.  In general, this means that the equipment must be used at the IMRC Center, users must have needed technical and/or safety training, and projects/uses must fit the aims and mission of the IMRC Center.","Information Technology"]
["MTAF 2022","Audix OM-3 microphone (4)","Microphone","Audix",null,"Owen Smith",null,"All equipment use must be approved by IMRC Director and must adhere to policies and procedures of the IMRC Center.  In general, this means that the equipment must be used at the IMRC Center, users must have needed technical and/or safety training, and projects/uses must fit the aims and mission of the IMRC Center.","Information Technology"]
["MTAF 2022","Earthworks QTC30 Matched Pair",null,"Earthworks Audio",null,"Owen Smith",null,"All equipment use must be approved by IMRC Director and must adhere to policies and procedures of the IMRC Center.  In general, this means that the equipment must be used at the IMRC Center, users must have needed technical and/or safety training, and projects/uses must fit the aims and mission of the IMRC Center.","Information Technology"]
["MTAF 2022","Sennheiser MD 421 II microphone","Microphone","Sennheiser",null,"Owen Smith",null,"All equipment use must be approved by IMRC Director and must adhere to policies and procedures of the IMRC Center.  In general, this means that the equipment must be used at the IMRC Center, users must have needed technical and/or safety training, and projects/uses must fit the aims and mission of the IMRC Center.","Information Technology"]
["MTAF 2022","Miktek PM10 mic","Microphone","Miktek Audio",null,"Owen Smith",null,"All equipment use must be approved by IMRC Director and must adhere to policies and procedures of the IMRC Center.  In general, this means that the equipment must be used at the IMRC Center, users must have needed technical and/or safety training, and projects/uses must fit the aims and mission of the IMRC Center.","Information Technology"]
["MTAF 2022","Miktek PMD4 mic kit","Microphone","Miktek Audio",null,"Owen Smith",null,"All equipment use must be approved by IMRC Director and must adhere to policies and procedures of the IMRC Center.  In general, this means that the equipment must be used at the IMRC Center, users must have needed technical and/or safety training, and projects/uses must fit the aims and mission of the IMRC Center.","Information Technology"]
["MTAF 2022","Neumann U87 Ai Set Z (Nickel w/ shockmount)",null,"Neumann USA",null,"Owen Smith",null,"All equipment use must be approved by IMRC Director and must adhere to policies and procedures of the IMRC Center.  In general, this means that the equipment must be used at the IMRC Center, users must have needed technical and/or safety training, and projects/uses must fit the aims and mission of the IMRC Center.","Information Technology"]
["MTAF 2022","Blue Microphones bluebird microphones (2)","Microphone","Blue Microphones",null,"Owen Smith",null,"All equipment use must be approved by IMRC Director and must adhere to policies and procedures of the IMRC Center.  In general, this means that the equipment must be used at the IMRC Center, users must have needed technical and/or safety training, and projects/uses must fit the aims and mission of the IMRC Center.","Information Technology"]
["MTAF 2022","Studio projects C4 matched stereo pair",null,null,null,"Owen Smith",null,"All equipment use must be approved by IMRC Director and must adhere to policies and procedures of the IMRC Center.  In general, this means that the equipment must be used at the IMRC Center, users must have needed technical and/or safety training, and projects/uses must fit the aims and mission of the IMRC Center.","Information Technology"]
["MTAF 2022","Rode NTK",null,"Rode Microphones",null,"Owen Smith",null,"All equipment use must be approved by IMRC Director and must adhere to policies and procedures of the IMRC Center.  In general, this means that the equipment must be used at the IMRC Center, users must have needed technical and/or safety training, and projects/uses must fit the aims and mission of the IMRC Center.","Information Technology"]
["MTAF 2022","Ultimate Support MC-125 mic boom stand",null,"Ultimate Support",null,"Owen Smith",null,"All equipment use must be approved by IMRC Director and must adhere to policies and procedures of the IMRC Center.  In general, this means that the equipment must be used at the IMRC Center, users must have needed technical and/or safety training, and projects/uses must fit the aims and mission of the IMRC Center.","Information Technology"]
["MTAF 2022","Sennheiser EW 110G3 (A Band 516-558MHz) (2)",null,"Sennheiser",null,"Owen Smith",null,"All equipment use must be approved by IMRC Director and must adhere to policies and procedures of the IMRC Center.  In general, this means that the equipment must be used at the IMRC Center, users must have needed technical and/or safety training, and projects/uses must fit the aims and mission of the IMRC Center.","Information Technology"]
["MTAF 2022","Sennheiser 172 G3",null,"Sennheiser",null,"Owen Smith",null,"All equipment use must be approved by IMRC Director and must adhere to policies and procedures of the IMRC Center.  In general, this means that the equipment must be used at the IMRC Center, users must have needed technical and/or safety training, and projects/uses must fit the aims and mission of the IMRC Center.","Information Technology"]
["MTAF 2022","Tormach PCNC 1100 vertical mill","Vertical mill","Tormach","CNC Lab, University of Maine","Owen Smith",null,"All equipment use must be approved by IMRC Director and must adhere to policies and procedures of the IMRC Center.  In general, this means that the equipment must be used at the IMRC Center, users must have needed technical and/or safety training, and projects/uses must fit the aims and mission of the IMRC Center.","Information Technology"]
["MTAF 2047","Vector Signal Generator","Signal generator","Anritsu","U Maine WiSe-Net Lab","Ali Abedi","ali.abedi@maine.edu","Project depending/negotiable","Information Technology"]
["MTAF 2047","Network software (Mentum planet)",null,"Mentum","U Maine WiSe-Net Lab","Ali Abedi","ali.abedi@maine.edu","Project depending/negotiable","Information Technology"]
["MTAF 2047","FPGA Based Software Defined Radio Development Kits",null,"SoleNet and Ettus","U Maine WiSe-Net Lab","Ali Abedi","ali.abedi@maine.edu","Project depending/negotiable","Information Technology"]
["MTAF 2047","Wireless Channel Emulator",null,"Spirent","U Maine WiSe-Net Lab","Ali Abedi","ali.abedi@maine.edu","Project depending/negotiable","Information Technology"]
["MTAF 2047","High Memory Computer","Computer","SUN","U Maine WiSe-Net Lab","Ali Abedi","ali.abedi@maine.edu","Project depending/negotiable","Information Technology"]
["MTAF 2047","E5061B Agilent 3 GHz VNA",null,"Agilent","U Maine, RF and Electromagnetics Lab, Orono","Professor Mauricio Pereira da Cunha","mdacunha@maine.edu","Contract with University of Maine office for cooperation","Information Technology"]
["MTAF 2047","E8257D PSG High Frequency Analog  Signal Generator","Signal generator","Agilent","U Maine, RF and Electromagnetics Lab, Orono","Professor Mauricio Pereira da Cunha","mdacunha@maine.edu","Contract with University of Maine office for cooperation","Information Technology"]
["MTAF 2047","N1912A 2-Channel Power meter",null,"Agilent","U Maine, RF and Electromagnetics Lab, Orono","Professor Mauricio Pereira da Cunha","mdacunha@maine.edu","Contract with University of Maine office for cooperation","Information Technology"]
["MTAF 2047","N5182A-506 6 GHz MXG Signal Generator","Signal generator","Agilent","U Maine, RF and Electromagnetics Lab, Orono","Professor Mauricio Pereira da Cunha","mdacunha@maine.edu","Contract with University of Maine office for cooperation","Information Technology"]
["MTAF 2047","N5242A 26 GHz PNA-X (Nonlinear VNA)",null,"Agilent","U Maine, RF and Electromagnetics Lab, Orono","Professor Mauricio Pereira da Cunha","mdacunha@maine.edu","Contract with University of Maine office for cooperation","Information Technology"]
["MTAF 2047","N9020A MXA Spectrum Analyzer","Spectrum analyzer","Agilent","U Maine, RF and Electromagnetics Lab, Orono","Professor Mauricio Pereira da Cunha","mdacunha@maine.edu","Contract with University of Maine office for cooperation","Information Technology"]
["MTAF 2047","Lecroy Oscilloscope WR 204Xi-A 2 GHz, 4 ch","Oscilloscope","Lecroy","U Maine, RF and Electromagnetics Lab, Orono","Professor Mauricio Pereira da Cunha","mdacunha@maine.edu","Contract with University of Maine office for cooperation","Information Technology"]
["MTAF 2047","LPKF Protomat System Suite",null,"LPKF","U Maine, RF and Electromagnetics Lab, Orono","Professor Mauricio Pereira da Cunha","mdacunha@maine.edu","Contract with University of Maine office for cooperation","Information Technology"]
["MTAF 2052","Rodent Vivarium (BSL II Capabilities and surgical suite)",null,"UNE Biomedical Research Core","UNE Biddeford","Ed Bilsky, PhD 207-602-2707","ebilsky@une.edu","Industry Partnerships, Contract Research Services, Academic Collaborations","Biotechnology"]
["MTAF 2054 BCBB","Autogenous Vaccine Facility","Facility","Muliple Vendors","Kennebec River Biosciences","Dr. William Wilson","wwilson@bigelow.org","License Agreement","Biotechnology"]
["MTAF 2059","Illumina HiSeq2000 (upgraded from originally funded Illumina GAIIX) and associated data management infrastructure",null,"Illumina","The Jackson Laboratory Scientific Services","Doug Hinerfeld","douglas.hinerfeld@jax.org","The HiSeq2000 is available as a fee-for-service offering.  Interested parties should contact Doug Hinerfeld to discuss experimental design and pricing.","Biotechnology"]
["MTAF 3001","Whole Arm Manipulator + Barrett hand and wrist",null,"Barrett Technologies","Crosby Lab","Mohsen Shahinpoor","mohsen.shahinpoor@umit.maine.edu","In house testing, research agreement, partnership with facility","Biotechnology"]
["MTAF 3001","Twin wire drop tower for helmet testing","Drop tower","AMC","Advanced Biomechanics Lab for Injury Reduction & Rehab, Room 230 AMC Building, U Maine","Vincent Caccese","vince.caccese@umit.maine.edu","In house testing, research agreement, partnership with facility","Biotechnology"]
["MTAF 3001","Fatigue test system control - Universal with displ. Or load control",null,"Delsys","Hybrid Structures Lab, Room 232 AMC Building, U Maine","Vincent Caccese","vince.caccese@umit.maine.edu","In house testing, research agreement, partnership with facility","Biotechnology"]
["MTAF 3001","EMG, force plate sensing system",null,"Edtech","Advanced Biomechanics Lab for Injury Reduction & Rehab, Room 230 AMC Building, U Maine","Vincent Caccese","vince.caccese@umit.maine.edu","In house testing, research agreement, partnership with facility","Biotechnology"]
["MTAF 3001","Hybrid III ATD 5% female + pedestrian kit 50% male + pedestrian kit 95% male headform w/ low durometer neck 3-year old child",null,"Humanetics","Advanced Biomechanics Lab for Injury Reduction & Rehab, Room 230 AMC Building, U Maine","Vincent Caccese","vince.caccese@umit.maine.edu","In house testing, research agreement, partnership with facility","Biotechnology"]
["MTAF 3001","Jaguar dynamic data acquisition system - 18 channel simultaneous",null,"Spectral Dynamics","Advanced Biomechanics Lab for Injury Reduction & Rehab, Room 230 AMC Building, U Maine","Vincent Caccese","vince.caccese@umit.maine.edu","In house testing, research agreement, partnership with facility","Biotechnology"]
["MTAF 3001","Z650 - 3-Dimensional color printer","3D printer","Zcorp","Advanced Biomechanics Lab for Injury Reduction & Rehab, Room 230 AMC Building, U Maine","Vincent Caccese","vince.caccese@umit.maine.edu","In house testing, research agreement, partnership with facility","Biotechnology"]
["MTAF 3013","Field Endoscope with portable video processor, 2.8 mm Channel, 9.8 m OD 1.35 cm working length","Endoscope","1800Endoscope.com","U Maine, School of Food and Agriculture, Orono / Kind Animal Care","Robert Causey","robert.causey@umit.maine.edu","Partnership with Faculty","Forestry & Agriculture"]
["MTAF 3013","Field Endoscope with portable video processor, 2.8 mm Channel, 9.8 m OD 1.5 mm working length","Endoscope","Fiegert","U Maine, School of Food and Agriculture, Orono/Foxcroft Veterinary Services","Robert Causey","robert.causey@umit.maine.edu","Partnership with Faculty","Forestry & Agriculture"]
["MTAF 3013","High Resolution Video Gastroscope, 2.8 mm Channell, 10.8 OD, 1100mm Working Length","Gastroscope","Fuginon","U Maine, School of Food and Agriculture, Orono/Witter Center","Robert Causey","robert.causey@umit.maine.edu","Partnership with Faculty","Forestry & Agriculture"]
["MTAF 3013","Standard Video gastroscope, 2.8 mm Channel, 9.3 mm OD 1100mm Working Length","Gastroscope","Fuginon","U Maine, School of Food and Agriculture, Orono/Witter Center","Robert Causey","robert.causey@umit.maine.edu","Partnership with Faculty","Forestry & Agriculture"]
["Non-MTI funded","Thermal Desorption Spectroscopy","Spectroscopy","Balzars","LASST, U Maine","Brian Federick","brian.frederick@umit.maine.edu","Service contract, collaboration, User Fee, Sample Characterization","Precision Manufacturing"]
["Non-MTI funded","Surface Area Analyzer","Surface area analyzer","Micromeritics","LASST, U Maine","Brian Federick","brian.frederick@umit.maine.edu","Service contract, collaboration, User Fee, Sample Characterization","Precision Manufacturing"]
["Non-MTI funded","Raman Spectroscopy","Spectroscopy","Renishaw","LASST, U Maine","Carl Tripp","ctripp@maine.edu","Service contract, collaboration, User Fee, Sample Characterization","Precision Manufacturing"]
["Non-MTI funded","Infra-red Spectroscopy","Spectroscopy","Romem","LASST, U Maine","Carl Tripp","ctripp@maine.edu","Service contract, collaboration, User Fee, Sample Characterization","Precision Manufacturing"]
["Non-MTI funded","4-point Conductivity / Hall Mobility",null,"DCA Instruments","LASST, U Maine","Robert Lad","rjlad@maine.edu","Service contract, collaboration, User Fee, Sample Characterization","Precision Manufacturing"]
["Non-MTI funded","Atomic Layer Deposition System","Deposition system","Oxford","LASST, U Maine","Robert Lad","rjlad@maine.edu","Service contract, collaboration, User fee, Test sample","Precision Manufacturing"]
["Non-MTI funded","Sputter Deposition System","Deposition system","AHA","LASST, U Maine","Robert Lad or David Frankel","rjlad@maine.edu  or frankel@maine.edu","Collaboration, Service Contract, Test Sample","Precision Manufacturing"]
["Non-MTI funded","High Temperature (1000⁰ C) / High Pressure (750 psi) Furnace","Furnace","Deltech","LASST, U Maine","Robert Lad or David Frankel","rjlad@maine.edu  or frankel@maine.edu","Service contract, collaboration, User Fee, Sample Characterization","Precision Manufacturing"]
["Non-MTI funded","Wafer Dicing Saw","Saw","K&S","LASST, U Maine","Robert Lad or David Frankel","rjlad@maine.edu  or frankel@maine.edu","Service contract, collaboration, User Fee, Sample Characterization","Precision Manufacturing"]
["Non-MTI funded","Xray Diffractometer","Diffractometer","Panalytical","LASST, U Maine","Robert Lad or David Frankel","rjlad@maine.edu  or frankel@maine.edu","Service contract, collaboration, User Fee, Sample Characterization","Precision Manufacturing"]
["Non-MTI funded","Auger Electron Spectroscopy","Spectroscopy","Perkin-Elmer","LASST, U Maine","Robert Lad or David Frankel","rjlad@maine.edu  or frankel@maine.edu","Service contract, collaboration, User Fee, Sample Characterization","Precision Manufacturing"]
["Non-MTI funded","1700⁰  C Controlled Atmosphere Box & Tube Furnaces","Furnace","SentroTech / BlueM","LASST, U Maine","Robert Lad or David Frankel","rjlad@maine.edu  or frankel@maine.edu","Service contract, collaboration, User Fee, Sample Characterization","Precision Manufacturing"]
["Non-MTI funded","X-Ray Photoelectron Spectroscopy","Spectroscopy","SPECs","LASST, U Maine","Robert Lad or David Frankel","rjlad@maine.edu  or frankel@maine.edu","Service contract, collaboration, User Fee, Sample Characterization","Precision Manufacturing"]
["Non-MTI funded","Profilometer","Profilometer","Tencor","LASST, U Maine","Robert Lad or David Frankel","rjlad@maine.edu  or frankel@maine.edu","Service contract, collaboration, User Fee, Sample Characterization","Precision Manufacturing"]
["Non-MTI funded","Wire Bonder",null,"Ultek","LASST, U Maine","Robert Lad or David Frankel","rjlad@maine.edu  or frankel@maine.edu","Service contract, collaboration, User Fee, Sample Characterization","Precision Manufacturing"]
["Non-MTI funded","SQUID Magnetometer","Magnetometer","Quantum Design","LASST, U Maine","Robert Meulenberg","robert.meulenberg@maine.edu","Service contract, collaboration, User Fee, Sample Characterization","Precision Manufacturing"]
["Non-MTI funded","LPCVD Silicon nitride deposition furnace","Furnace","Custom","LASST, U Maine","Rosemary Smith","rosemary.smith@maine.edu","Service contract, collaboration, User fee, Test sample","Precision Manufacturing"]
["Non-MTI funded","Spectroscopic Ellipsometer","Ellipsometer","J. A. Woollam","LASST, U Maine","Rosemary Smith","rosemary.smith@maine.edu","Service contract, collaboration, User fee, Sample characterization","Precision Manufacturing"]
["Non-MTI funded","MA6 mask-wafer aligner /exposure system",null,"Suss","LASST, U Maine","Rosemary Smith","rosemary.smith@maine.edu","Service contract, collaboration, User fee","Precision Manufacturing"]
["Non-MTI funded","K850 Wm Critical point dryer","Dryer","Quorum Technologies","LASST, U Maine","Rosemary Smith  ","rosemary.smith@maine.edu  ","Service contract, collaboration, User Fee, Test Sample","Precision Manufacturing"]
["Non-MTI funded","80+ PECVD System",null,"Oxford","LASST, U Maine","Rosemary Smith or Scott Collins","rosemary.smith@maine.edu  scott.collins@maine.edu","Collaboration, Service Contract, Test Sample","Precision Manufacturing"]
["Non-MTI funded","XE-100 AFM",null,"PSIA/Park Systems","LASST, U Maine","Rosemary Smith or Scott Collins","rosemary.smith@maine.edu or scott.collins@maine.edu","Service contract, collaboration, User Fee, Sample Characterization","Precision Manufacturing"]
["Non-MTI funded","PDS 2010 Parylene Deposition System","Deposition system","Specialty Coating Systems","LASST, U Maine","Rosemary Smith or Scott Collins","rosemary.smith@maine.edu  scott.collins@maine.edu","Collaboration, Service Contract, Test Sample","Precision Manufacturing"]
["Non-MTI funded","Nvision 40 SEM/FIB with EDX, cryo, Umanipulators and gas injection","Microscope, scanning electron","Zeiss","LASST, U Maine","Scott Collins","scott.collins@maine.edu","Service contract, collaboration, User Fee, Sample Image","Precision Manufacturing"]
["Other","CareStream in Vivo MS FX Pro (x-ray, luminescence, multiwavelength fluorescence, and radiosotopic detection modes)",null,"Carestream Health","UNE Biddeford","Colin Willis PhD 207-602-2872","cwillis1@une.edu","Industry Partnerships, Contract Research Services, Academic Collaborations","Biotechnology"]
["Other","BioRad CFX 96 Quantitative Polymerase Chain reaction system (QPCR)","PCR system","Biorad","UNE, College of Pharmacy, Portland","Daniel Brazeau, PhD 221-4078","dbrazeau@une.edu","Sample testing, Research Agreement, Partnership with Faculty","Biotechnology"]
["Other","Roche 454 Junior Sequencing System","Sequencing system","Roche Diagnostics","UNE, College of Pharmacy, Portland","Daniel Brazeau, PhD 221-4078","dbrazeau@une.edu","Sample testing, Research Agreement, Partnership with Faculty","Biotechnology"]
["Other","Multidisciplinary Behavior Core",null,null,"UNE Biddeford","Ed Bilsky, PhD 207-602-2707","ebilsky@une.edu","Industry Partnerships, Contract Research Services, Academic Collaborations","Biotechnology"]
["Other","Rodent Surgery Services w/ clinical applications",null,null,"UNE Biddeford","Ed Bilsky, PhD 207-602-2707","ebilsky@une.edu","Industry Partnerships, Contract Research Services, Academic Collaborations","Biotechnology"]
["Other","Analytical Chemistry: Carbohydrate and lignin analysis, specialty extraction and effluent testing, gas chromotopography/mass spectroscopy",null,null,"Process Development Center, U Maine, Dept. of Chemical and Biological Engineering, Orono","Michael Bilodeau","mbilodeau@maine.edu","Open access on a fee-for-service basis","Forestry & Agriculture"]
["Other","Bleaching: Bench Scale Oxygen Delignification Reactor, Quantum High Shear, Pressurized Reactor w/ Ozone Generator \" bag bleaching\" Capacity",null,null,"Process Development Center, U Maine, Dept. of Chemical and Biological Engineering, Orono","Michael Bilodeau","mbilodeau@maine.edu","Open access on a fee-for-service basis","Forestry & Agriculture"]
["Other","Coating: FAUSTEL - new 12\" wide Web Coater and Laminator. Uses base paper from pilot paper machine or commercially-made base papers. Capable of prototype development or small test market production runs","Web coater/laminator",null,"Process Development Center, U Maine, Dept. of Chemical and Biological Engineering, Orono","Michael Bilodeau","mbilodeau@maine.edu","Open access on a fee-for-service basis","Forestry & Agriculture"]
["Other","Finishing: BELOIT Heated Soft Nip Calendar, 3 roll hydraulically loaded Stack Roll, roll temerature up to 600 deg. F, sheet and web feed 12\" sheet width",null,null,"Process Development Center, U Maine, Dept. of Chemical and Biological Engineering, Orono","Michael Bilodeau","mbilodeau@maine.edu","Open access on a fee-for-service basis","Forestry & Agriculture"]
["Other","Gas Testing and Analysis: Landfill Gas testing by GC/Mass Spec","GC/MS",null,"Process Development Center, U Maine, Dept. of Chemical and Biological Engineering, Orono","Michael Bilodeau","mbilodeau@maine.edu","Open access on a fee-for-service basis","Forestry & Agriculture"]
["Other","Papermaking: Pilot Paper Machine 13\" trim, 150 fpm maximum speed, 25 gsm to 200 basis wt range, Flooded Cip Size Press, Capable of using only size press w/o wet end, One-sided spray coating application, Four steel roll stack, New state of the Art Distributed Control Shystem, including scanner and instrument package, advanced data collection system and data historian","Paper machine",null,"Process Development Center, U Maine, Dept. of Chemical and Biological Engineering, Orono","Michael Bilodeau","mbilodeau@maine.edu","Open access on a fee-for-service basis","Forestry & Agriculture"]
["Other","Pulp and Paper Testing; Capability to perform most TAPPI Standard Test Methods, Fiber Morphology analysis, KRK Printability Tester, Mutek Charge",null,null,"Process Development Center, U Maine, Dept. of Chemical and Biological Engineering, Orono","Michael Bilodeau","mbilodeau@maine.edu","Open access on a fee-for-service basis","Forestry & Agriculture"]
["Other","Pulping: Rocking Digester (2 kg capacity), Alkali Profiling Digester, FBRI Digester/Extractor, Adirondack Pulp Disintegrator, Slotted Plate Stock Screen, Oxygen Delignification Reactor",null,null,"Process Development Center, U Maine, Dept. of Chemical and Biological Engineering, Orono","Michael Bilodeau","mbilodeau@maine.edu","Open access on a fee-for-service basis","Forestry & Agriculture"]
["Other","Stock Prep: Two hydropulpers, Two Dis Refiners (13\", 20\") with Variable Speed Motor, Stock Tanks - Two 3000 gallon Two 1500 gallon, Two 900 gallon, PFI mills, Various centricleaner systems","Hydropulpers",null,"Process Development Center, U Maine, Dept. of Chemical and Biological Engineering, Orono","Michael Bilodeau","mbilodeau@maine.edu","Open access on a fee-for-service basis","Forestry & Agriculture"]
["Other","Wood/Biomass Processing: 9\" Carthage Chipper, Klockner Hammermill Chip Classifier",null,null,"Process Development Center, U Maine, Dept. of Chemical and Biological Engineering, Orono","Michael Bilodeau","mbilodeau@maine.edu","Open access on a fee-for-service basis","Forestry & Agriculture"]
["Other","Foot pressure sensing system",null,"TechScan","Advanced Biomechanics Lab for Injury Reduction & Rehab, Room 230 AMC Building, U Maine","Vincent Caccese","vince.caccese@umit.maine.edu","In house testing, research agreement, partnership with facility","Biotechnology"]
["Other","Wireless sensing equipment",null,"Various","Hybrid Structures Lab, Room 232 AMC Building, U Maine","Vincent Caccese","vince.caccese@umit.maine.edu","In house testing, research agreement, partnership with facility","Biotechnology"]
["Other","Vicon Motion Capture and Human Performance Measurement System",null,"Vicon","Advanced Biomechanics Lab for Injury Reduction & Rehab, Room 230 AMC Building, U Maine","Vincent Caccese","vince.caccese@umit.maine.edu","In house testing, research agreement, partnership with facility","Biotechnology"]
["Other","Laser vibrometer","Vibrometer","VPI sensor","Hybrid Structures Lab, Room 232 AMC Building, U Maine","Vincent Caccese","vince.caccese@umit.maine.edu","In house testing, research agreement, partnership with facility","Biotechnology"]
["Other","Finite Element Analysis",null,"ABAQUS, LSDYNA, ANSYS, MADYMO","Advanced Biomechanics Lab for Injury Reduction & Rehab, Room 230 AMC Building, U Maine","Vincent Caccese or John Belding ","vince.caccese@umit.maine.edu","In house testing, research agreement, partnership with facility","Biotechnology"]
["Other","810 Material Testing System - 100k",null,"MTS","Hybrid Structures Lab, Room 232 AMC Building, U Maine","Vincent Caccese or John Belding ","vince.caccese@umit.maine.edu","In house testing, research agreement, partnership with facility","Biotechnology"]
["Other","CAD design","CAD design","Solidworks","Hybrid Structures Lab, Room 232 AMC Building, U Maine","Vincent Caccese or John Belding ","vince.caccese@umit.maine.edu","In house testing, research agreement, partnership with facility","Biotechnology"]
["Other","Vibration testing equipment",null,"Various","Hybrid Structures Lab, Room 232 AMC Building, U Maine","Vincent Caccese or John Belding ","vince.caccese@umit.maine.edu","In house testing, research agreement, partnership with facility","Biotechnology"]
["Scanning Electron Microscope","Supra 25 Field Emission Microscope","Microscope","Carl Zeiss SMT, Inc","Bigelow Laboratory East Boothbay, ME","Carlton Rauschenberg","carlton@bigelow.org","Fee for Service","Multiple"]
["SG3311","Laboratory Mixing Extruder","Extruder","Dynisco","U Maine, Dept. of Chemical and Biological Engineering, Orono","Michael Bilodeau","mbilodeau@maine.edu","Fiber: Open access on a fee-for-service basis","Multiple"]
["WPC Cluster Enhancement","Agglomerator","Agglomerator",null,"U Maine, Advanced Structures and Composite Center, Orono ","Olivia Sanchez","olivia.sanchez@umit.maine.edu","Equipment is available for use after a contract agreement has been made with the Advanced Structures and Composite Center.","Composite Materials"]
["WPC Cluster Enhancement","Mettler Thermogravimetric Analyzer","Thermogravimetric analyzer","Mettler","U Maine, Advanced Structures and Composite Center, Orono ","Olivia Sanchez","olivia.sanchez@umit.maine.edu","Equipment is available for use after a contract agreement has been made with the Advanced Structures and Composite Center.","Composite Materials"]
["WPC Cluster Enhancement","XL Variable incidence Tribometer","Tribometer",null,"U Maine, Advanced Structures and Composite Center, Orono ","Olivia Sanchez","olivia.sanchez@umit.maine.edu","Equipment is available for use after a contract agreement has been made with the Advanced Structures and Composite Center.","Composite Materials"]
["WPC Cluster Enhancement","Dilatometer","Dilatometer",null,"U Maine, Advanced Structures and Composite Center, Orono ","Olivia Sanchez","olivia.sanchez@umit.maine.edu","Equipment is available for use after a contract agreement has been made with the Advanced Structures and Composite Center.","Composite Materials"]
["WPC Cluster Enhancement","Cincinnati Milacron Extruder and dies","Extruder",null,"U Maine, Advanced Structures and Composite Center, Orono ","Olivia Sanchez","olivia.sanchez@umit.maine.edu","Equipment is available for use after a contract agreement has been made with the Advanced Structures and Composite Center.","Composite Materials"]
["WPC Cluster Enhancement","Steam Dryer","Dryer, steam",null,"U Maine, Advanced Structures and Composite Center, Orono ","Olivia Sanchez","olivia.sanchez@umit.maine.edu","Equipment is available for use after a contract agreement has been made with the Advanced Structures and Composite Center.","Composite Materials"]
["WPC Cluster Enhancement","Gravimetric Feeder","Gravimetric feeder",null,"U Maine, Advanced Structures and Composite Center, Orono ","Olivia Sanchez","olivia.sanchez@umit.maine.edu","Equipment is available for use after a contract agreement has been made with the Advanced Structures and Composite Center.","Composite Materials"]
["WPC Cluster Enhancement","Engel ES330 85 ton injection molding machine","Injection molding machine",null,"U Maine, Advanced Structures and Composite Center, Orono ","Olivia Sanchez","olivia.sanchez@umit.maine.edu","Equipment is available for use after a contract agreement has been made with the Advanced Structures and Composite Center.","Composite Materials"]
["WPC Cluster Enhancement","Strand Pelletizer","Pelletizer",null,"U Maine, Advanced Structures and Composite Center, Orono ","Olivia Sanchez","olivia.sanchez@umit.maine.edu","Equipment is available for use after a contract agreement has been made with the Advanced Structures and Composite Center.","Composite Materials"]
["WPC Cluster Enhancement","CW Brabender Prep Mixer","Mixer, prep",null,"U Maine, Advanced Structures and Composite Center, Orono ","Olivia Sanchez","olivia.sanchez@umit.maine.edu","Equipment is available for use after a contract agreement has been made with the Advanced Structures and Composite Center.","Composite Materials"]
["WPC Cluster Enhancement","Melt Flow Indexer","Melt flow indexer",null,"U Maine, Advanced Structures and Composite Center, Orono ","Olivia Sanchez","olivia.sanchez@umit.maine.edu","Equipment is available for use after a contract agreement has been made with the Advanced Structures and Composite Center.","Composite Materials"]
["WPC Cluster Enhancement","Davis Standard Extruder Heating Clamps","Clamps, extruder, heating",null,"U Maine, Advanced Structures and Composite Center, Orono ","Olivia Sanchez","olivia.sanchez@umit.maine.edu","Equipment is available for use after a contract agreement has been made with the Advanced Structures and Composite Center.","Composite Materials"]
["WPC Cluster Enhancement","GSC Blender & Platform","Blender",null,"U Maine, Advanced Structures and Composite Center, Orono ","Olivia Sanchez","olivia.sanchez@umit.maine.edu","Equipment is available for use after a contract agreement has been made with the Advanced Structures and Composite Center.","Composite Materials"]
["WPC Cluster Enhancement","Davis-Standard Woodtruder","Woodtruder",null,"U Maine, Advanced Structures and Composite Center, Orono ","Olivia Sanchez","olivia.sanchez@umit.maine.edu","Equipment is available for use after a contract agreement has been made with the Advanced Structures and Composite Center.","Composite Materials"]
["WPC Cluster Enhancement","Capillary Rheometer","Capillary rheometer",null,"U Maine, Advanced Structures and Composite Center, Orono ","Olivia Sanchez","olivia.sanchez@umit.maine.edu","Equipment is available for use after a contract agreement has been made with the Advanced Structures and Composite Center.","Composite Materials"]
["WPC Cluster Enhancement","Static EFM Mixer Model","Mixer",null,"U Maine, Advanced Structures and Composite Center, Orono ","Olivia Sanchez","olivia.sanchez@umit.maine.edu","Equipment is available for use after a contract agreement has been made with the Advanced Structures and Composite Center.","Composite Materials"]
["WPC Cluster Enhancement","Z die Revision - Solid Profile Mandrels","Mandrel",null,"U Maine, Advanced Structures and Composite Center, Orono ","Olivia Sanchez","olivia.sanchez@umit.maine.edu","Equipment is available for use after a contract agreement has been made with the Advanced Structures and Composite Center.","Composite Materials"]
[null,"Complete DSLR Cinema Package: Canon 5D Mark ii, Redrock Micro Field Cinema Shoulder Rig, Redrock Micro MatteBox Deluxe Bundle, Redrock Micro Filter Set 4\"x5.65\", Zacuto Follow Focus ",null,null,null,"Owen Smith",null,"All equipment use must be approved by IMRC Director and must adhere to policies and procedures of the IMRC Center.  In general, this means that the equipment must be used at the IMRC Center, users must have needed technical and/or safety training, and projects/uses must fit the aims and mission of the IMRC Center.","Information Technology"]
[null,"Conventional PCR System","PCR system","Bio Rd Labs","Bigelow Laboratory East Boothbay, ME","Dr. Ramunas Stepanauskas","rstepanauskas@bigelow.org","Fee For Service; Research Agreement","Biotechnology"]
[null,"Sprectrophotometer","Sprectrophotometer","Nanodrop","Bigelow Laboratory East Boothbay, ME","Dr. Ramunas Stepanauskas","rstepanauskas@bigelow.org","Fee For Service; Research Agreement","Biotechnology"]
[null,"PCR Tissue Culture Enclosure","Tissue culture enclosure","Fisher Scientific","Bigelow Laboratory East Boothbay, ME","Dr. Ramunas Stepanauskas","rstepanauskas@bigelow.org","Fee For Service; Research Agreement","Biotechnology"]
[null,"Eppendorf Refrigerated Centrifuge","Centrifuge","Fisher Scientific","Bigelow Laboratory East Boothbay, ME","Dr. Ramunas Stepanauskas","rstepanauskas@bigelow.org","Fee For Service; Research Agreement","Biotechnology"]
[null,"Innova Incubator","Incubator","New Brunswick Scientific","Bigelow Laboratory East Boothbay, ME","Dr. Ramunas Stepanauskas","rstepanauskas@bigelow.org","Fee For Service; Research Agreement","Biotechnology"]
[null,"Biohazard Hood",null,"VWR","Bigelow Laboratory East Boothbay, ME","Dr. Ramunas Stepanauskas","rstepanauskas@bigelow.org","Fee For Service; Research Agreement","Biotechnology"]
[null,"Gel Documentation System",null,"VWR","Bigelow Laboratory East Boothbay, ME","Dr. Ramunas Stepanauskas","rstepanauskas@bigelow.org","Fee For Service; Research Agreement","Biotechnology"]
[null,"Light Cycler Block","Cycler block","Roche Diagnostics","Bigelow Laboratory East Boothbay, ME","Dr. Ramunas Stepanauskas","rstepanauskas@bigelow.org","Fee For Service; Research Agreement","Biotechnology"]
[null,"Bravo Liquid Handling Station",null,"Airclean Systems","Bigelow Laboratory East Boothbay, ME","Dr. Ramunas Stepanauskas","rstepanauskas@bigelow.org","Fee For Service; Research Agreement","Biotechnology"]
[null,"-80 Ultra-Low Freezer","Freezer","New Brunswick Scientific","Bigelow Laboratory East Boothbay, ME","Dr. Ramunas Stepanauskas","rstepanauskas@bigelow.org","Fee For Servce; Research Agreement","Biotechnology"]

{"sheet":"Macros","index":2,"n_rows":0,"n_cols":0,"rows_kept":0,"cut":false,"hidden":true,"merged":[]}

{"sheet":"By Location","index":3,"n_rows":258,"n_cols":9,"rows_kept":258,"cut":false,"hidden":false,"merged":[]}
["MTI Award","Asset or Service - Description","Asset or Service - Class","Vendor","Location","Contact","Contact email","Type of arrangement","Primary Technology Sector"]
["CEA 2035-49","CSZ Tundra Walk-In Climate Chamber","Climate chamber","Cincinatti sub zero","Advanced Biomechanics Lab for Injury Reduction & Rehab, Room 230 AMC Building, U Maine","Vincent Caccesse or John Belding ","vince.caccese@umit.maine.edu or john.belding @maine.edu ","In house testing, research agreement, partnership with facility","Biotechnology"]
["CEA 2035-49","SCCH Salt Fog Chamber 26SL","Fog chamber","Singleton","Advanced Biomechanics Lab for Injury Reduction & Rehab, Room 230 AMC Building, U Maine","Vincent Caccesse or John Belding ","vince.caccese@umit.maine.edu or john.belding @maine.edu ","In house testing, research agreement, partnership with facility","Biotechnology"]
["CEA 2035-49","Twin wire drop tower for helmet testing","Drop tower","AMC","Advanced Biomechanics Lab for Injury Reduction & Rehab, Room 230 AMC Building, U Maine","Vincent Caccese","vince.caccese@umit.maine.edu","In house testing, research agreement, partnership with facility","Biotechnology"]
["CEA 2035-49","EMG, force plate sensing system",null,"Edtech","Advanced Biomechanics Lab for Injury Reduction & Rehab, Room 230 AMC Building, U Maine","Vincent Caccese","vince.caccese@umit.maine.edu","In house testing, research agreement, partnership with facility","Biotechnology"]
["CIP 122","Hybrid III ATD 5% female + pedestrian kit 50% male + pedestrian kit 95% male headform w/ low durometer neck 3-year old child",null,"Humanetics","Advanced Biomechanics Lab for Injury Reduction & Rehab, Room 230 AMC Building, U Maine","Vincent Caccese","vince.caccese@umit.maine.edu","In house testing, research agreement, partnership with facility","Biotechnology"]
["CIP 122","Jaguar dynamic data acquisition system - 18 channel simultaneous",null,"Spectral Dynamics","Advanced Biomechanics Lab for Injury Reduction & Rehab, Room 230 AMC Building, U Maine","Vincent Caccese","vince.caccese@umit.maine.edu","In house testing, research agreement, partnership with facility","Biotechnology"]
["CIP 129","Z650 - 3-Dimensional color printer","3D printer","Zcorp","Advanced Biomechanics Lab for Injury Reduction & Rehab, Room 230 AMC Building, U Maine","Vincent Caccese","vince.caccese@umit.maine.edu","In house testing, research agreement, partnership with facility","Biotechnology"]
["CIP 129","Foot pressure sensing system",null,"TechScan","Advanced Biomechanics Lab for Injury Reduction & Rehab, Room 230 AMC Building, U Maine","Vincent Caccese","vince.caccese@umit.maine.edu","In house testing, research agreement, partnership with facility","Biotechnology"]
["CIP 129","Vicon Motion Capture and Human Performance Measurement System",null,"Vicon","Advanced Biomechanics Lab for Injury Reduction & Rehab, Room 230 AMC Building, U Maine","Vincent Caccese","vince.caccese@umit.maine.edu","In house testing, research agreement, partnership with facility","Biotechnology"]
["CIP 147","Finite Element Analysis",null,"ABAQUS, LSDYNA, ANSYS, MADYMO","Advanced Biomechanics Lab for Injury Reduction & Rehab, Room 230 AMC Building, U Maine","Vincent Caccesse or John Belding ","vince.caccese@umit.maine.edu or john.belding @maine.edu ","In house testing, research agreement, partnership with facility","Biotechnology"]
["CIP 147","Real Time PCR System","PCR system","Bio Rad Labs","Bigelow Laboratory East Boothbay, ME","Dr. Ramunas Stepanauskas","rstepanauskas@bigelow.org","Fee For Service; Research Agreement","Biotechnology"]
["CIP 147","Accu. TOF-D Mass Spectrometer","Mass Spectrometer","Jeol USA, Inc","Bigelow Laboratory East Boothbay, ME","Carlton Rauschenberg","carlton@bigelow.org","Fee For Service","Biotechnology"]
["DA2612","Slocum Battery Powered Glider","Glider, Slocum","Webb Research Company","Bigelow Laboratory East Boothbay, ME","Dr. William Balch","bbalch@bigelow.org","Partnership with Faculty","Aquaculture & Marine"]
["G-104243","Supra 25 Field Emission Microscope","Microscope","Carl Zeiss SMT, Inc","Bigelow Laboratory East Boothbay, ME","Carlton Rauschenberg","carlton@bigelow.org","Fee for Service","Multiple"]
["G-806093","Conventional PCR System","PCR system","Bio Rd Labs","Bigelow Laboratory East Boothbay, ME","Dr. Ramunas Stepanauskas","rstepanauskas@bigelow.org","Fee For Service; Research Agreement","Biotechnology"]
["G-806093","Sprectrophotometer","Sprectrophotometer","Nanodrop","Bigelow Laboratory East Boothbay, ME","Dr. Ramunas Stepanauskas","rstepanauskas@bigelow.org","Fee For Service; Research Agreement","Biotechnology"]
["MTAF","PCR Tissue Culture Enclosure","Tissue culture enclosure","Fisher Scientific","Bigelow Laboratory East Boothbay, ME","Dr. Ramunas Stepanauskas","rstepanauskas@bigelow.org","Fee For Service; Research Agreement","Biotechnology"]
["MTAF","Eppendorf Refrigerated Centrifuge","Centrifuge","Fisher Scientific","Bigelow Laboratory East Boothbay, ME","Dr. Ramunas Stepanauskas","rstepanauskas@bigelow.org","Fee For Service; Research Agreement","Biotechnology"]
["MTAF","Innova Incubator","Incubator","New Brunswick Scientific","Bigelow Laboratory East Boothbay, ME","Dr. Ramunas Stepanauskas","rstepanauskas@bigelow.org","Fee For Service; Research Agreement","Biotechnology"]
["MTAF 1016","Biohazard Hood",null,"VWR","Bigelow Laboratory East Boothbay, ME","Dr. Ramunas Stepanauskas","rstepanauskas@bigelow.org","Fee For Service; Research Agreement","Biotechnology"]
["MTAF 1016","Gel Documentation System",null,"VWR","Bigelow Laboratory East Boothbay, ME","Dr. Ramunas Stepanauskas","rstepanauskas@bigelow.org","Fee For Service; Research Agreement","Biotechnology"]
["MTAF 1016","Light Cycler Block","Cycler block","Roche Diagnostics","Bigelow Laboratory East Boothbay, ME","Dr. Ramunas Stepanauskas","rstepanauskas@bigelow.org","Fee For Service; Research Agreement","Biotechnology"]
["MTAF 1016","Bravo Liquid Handling Station",null,"Airclean Systems","Bigelow Laboratory East Boothbay, ME","Dr. Ramunas Stepanauskas","rstepanauskas@bigelow.org","Fee For Service; Research Agreement","Biotechnology"]
["MTAF 1016","-80 Ultra-Low Freezer","Freezer","New Brunswick Scientific","Bigelow Laboratory East Boothbay, ME","Dr. Ramunas Stepanauskas","rstepanauskas@bigelow.org","Fee For Servce; Research Agreement","Biotechnology"]
["MTAF 1016","Maine Aquaculture Technology Lab (not completed","Lab, aquaculture","EL Shea","CCAR, Franklin","Nick Brown","npbrown@maine.edu","Business incubation/contract research","Aquaculture & Marine"]
["MTAF 1016","Marine fish broodstock facility (not completed)","Facility",null,"CCAR, Franklin","Nick Brown","npbrown@maine.edu","Business incubation/contract research","Aquaculture & Marine"]
["MTAF 1016","Nikon inverted microscope","Microscope",null,"CCAR, Franklin","Nick Brown","npbrown@maine.edu","Business incubation/contract research","Aquaculture & Marine"]
["MTAF 1038","Seaweed seeding facilities","Facility",null,"CCAR, Franklin","Nick Brown","npbrown@maine.edu","Business incubation/contract research","Aquaculture & Marine"]
["MTAF 1038","Shopsaber 4896 table router (4hp) High Frequency Spindle, vacuum hold-down system and t-slot table","Router","Shopsaber","CNC Lab, University of Maine","Owen Smith",null,"All equipment use must be approved by IMRC Director and must adhere to policies and procedures of the IMRC Center.  In general, this means that the equipment must be used at the IMRC Center, users must have needed technical and/or safety training, and projects/uses must fit the aims and mission of the IMRC Center.","Information Technology"]
["MTAF 1071","Rolland MDX-20 3D scanning and milling machine","Milling machine","Rolland","CNC Lab, University of Maine","Owen Smith",null,"All equipment use must be approved by IMRC Director and must adhere to policies and procedures of the IMRC Center.  In general, this means that the equipment must be used at the IMRC Center, users must have needed technical and/or safety training, and projects/uses must fit the aims and mission of the IMRC Center.","Information Technology"]
["MTAF 1071","Tormach PCNC 1100 vertical mill","Vertical mill","Tormach","CNC Lab, University of Maine","Owen Smith",null,"All equipment use must be approved by IMRC Director and must adhere to policies and procedures of the IMRC Center.  In general, this means that the equipment must be used at the IMRC Center, users must have needed technical and/or safety training, and projects/uses must fit the aims and mission of the IMRC Center.","Information Technology"]
["MTAF 1071","Whole Arm Manipulator + Barrett hand and wrist",null,"Barrett Technologies","Crosby Lab","Mohsen Shahinpoor","mohsen.shahinpoor@umit.maine.edu","In house testing, research agreement, partnership with facility","Biotechnology"]
["MTAF 1071","Super-Resolution Microscope Facility","Microscope facility","multiple","Dept. of Physics, Bennett Hall, U Maine, Orono","Prof. Sam Hess","sam.hess@umit.maine.edu","Research Agreement of Hourly Use for Fee","Biotechnology"]
["MTAF 1079","Field Binocular Microscope","Microscope","Forestry Suppliers, Inc.","Downeast Institute","Brian Beal","bbeal@maine.edu","This is a standard, student stereomicroscope that can bre borrowed with permission","Aquaculture & Marine"]
["MTAF 1079","YSI Multiparameter instrument",null,"YSI","Downeast Institute","Brian Beal","bbeal@maine.edu","Instrument measures dissolved oxygen and seawater temperature. It can be borrowed with permission","Aquaculture & Marine"]
["MTAF 1079","Two soldering stations with custom ventilation system","Soldering station",null,"Electronics Lab, University of Maine","Owen Smith",null,"All equipment use must be approved by IMRC Director and must adhere to policies and procedures of the IMRC Center.  In general, this means that the equipment must be used at the IMRC Center, users must have needed technical and/or safety training, and projects/uses must fit the aims and mission of the IMRC Center.","Information Technology"]
["MTAF 1079","Circuit board mill",null,null,"Electronics Lab, University of Maine","Owen Smith",null,"All equipment use must be approved by IMRC Director and must adhere to policies and procedures of the IMRC Center.  In general, this means that the equipment must be used at the IMRC Center, users must have needed technical and/or safety training, and projects/uses must fit the aims and mission of the IMRC Center.","Information Technology"]
["MTAF 1079","Electronics workstations with: Agilent 34410A 6.5 Digit Digital Multimeter, Agilent E3631A Programmable DC Power Supply, Agilent 33120A function/arbitrary waveform generator, Agilent MSOXA2024A Digital and Analog Oscilloscope",null,"Agilent","Electronics Lab, University of Maine","Owen Smith",null,"All equipment use must be approved by IMRC Director and must adhere to policies and procedures of the IMRC Center.  In general, this means that the equipment must be used at the IMRC Center, users must have needed technical and/or safety training, and projects/uses must fit the aims and mission of the IMRC Center.","Information Technology"]
["MTAF 1100","Bandsaw, JET 708749B JWBS-16Bin","Bandsaw",null,"Fabrication Studio, University of Maine","Owen Smith",null,"All equipment use must be approved by IMRC Director and must adhere to policies and procedures of the IMRC Center.  In general, this means that the equipment must be used at the IMRC Center, users must have needed technical and/or safety training, and projects/uses must fit the aims and mission of the IMRC Center.","Information Technology"]
["MTAF 1100","Delta 18-900L 18in laser drill press","Laser drill press","Delta","Fabrication Studio, University of Maine","Owen Smith",null,"All equipment use must be approved by IMRC Director and must adhere to policies and procedures of the IMRC Center.  In general, this means that the equipment must be used at the IMRC Center, users must have needed technical and/or safety training, and projects/uses must fit the aims and mission of the IMRC Center.","Information Technology"]
["MTAF 1100","Shop air system:  Ingersoll-Rand 2475N7.5-P, 7.5HP, 80 gal, 24 CFM@175PSI",null,"Ingersoll-Rand","Fabrication Studio, University of Maine","Owen Smith",null,"All equipment use must be approved by IMRC Director and must adhere to policies and procedures of the IMRC Center.  In general, this means that the equipment must be used at the IMRC Center, users must have needed technical and/or safety training, and projects/uses must fit the aims and mission of the IMRC Center.","Information Technology"]
["MTAF 1100","SawStop Industrial Cabinet Saw","Saw","SawStop","Fabrication Studio, University of Maine","Owen Smith",null,"All equipment use must be approved by IMRC Director and must adhere to policies and procedures of the IMRC Center.  In general, this means that the equipment must be used at the IMRC Center, users must have needed technical and/or safety training, and projects/uses must fit the aims and mission of the IMRC Center.","Information Technology"]
["MTAF 1100","DeWalt DW718 12\" Dual-bevel sliding compound miter","Saw, miter","DeWalt","Fabrication Studio, University of Maine","Owen Smith",null,"All equipment use must be approved by IMRC Director and must adhere to policies and procedures of the IMRC Center.  In general, this means that the equipment must be used at the IMRC Center, users must have needed technical and/or safety training, and projects/uses must fit the aims and mission of the IMRC Center.","Information Technology"]
["MTAF 1100","DeWalt DW734 12-1/2' planer with three knife cutter-head","Planer","DeWalt","Fabrication Studio, University of Maine","Owen Smith",null,"All equipment use must be approved by IMRC Director and must adhere to policies and procedures of the IMRC Center.  In general, this means that the equipment must be used at the IMRC Center, users must have needed technical and/or safety training, and projects/uses must fit the aims and mission of the IMRC Center.","Information Technology"]
["MTAF 1100","Metalforming, 30\" Jet SBR-30N Shear, brake,roller",null,null,"Fabrication Studio, University of Maine","Owen Smith",null,"All equipment use must be approved by IMRC Director and must adhere to policies and procedures of the IMRC Center.  In general, this means that the equipment must be used at the IMRC Center, users must have needed technical and/or safety training, and projects/uses must fit the aims and mission of the IMRC Center.","Information Technology"]
["MTAF 1100","Formech 660 Manual Vacuum Former","Vacuum former","Formech","Fabrication Studio, University of Maine","Owen Smith",null,"All equipment use must be approved by IMRC Director and must adhere to policies and procedures of the IMRC Center.  In general, this means that the equipment must be used at the IMRC Center, users must have needed technical and/or safety training, and projects/uses must fit the aims and mission of the IMRC Center.","Information Technology"]
["MTAF 1100","Large color scanner","Scanner","ColorTrac","Folsom Hall 201, UMPI, Presque Isle","Chunzeng Wang","chunzeng.wang@umpi.edu","Research agreement","Information Technology"]
["MTAF 1100","HP Elitebook 6580 laptops (4 of them)","Laptop","HP","Folsom Hall 201, UMPI, Presque Isle","Chunzeng Wang","chunzeng.wang@umpi.edu","Workshops, partnerships, research agreement","Information Technology"]
["MTAF 1100","HP Z400 Workstation computers (20 of them)","Computer","HP","Folsom Hall 201, UMPI, Presque Isle","Chunzeng Wang","chunzeng.wang@umpi.edu","Workshops, partnerships, research agreement","Information Technology"]
["MTAF 1100","GPS units (4 of them)","GPS","Trimble","Folsom Hall 201, UMPI, Presque Isle","Chunzeng Wang","chunzeng.wang@umpi.edu","Workshops, partnerships, research agreement","Information Technology"]
["MTAF 1100","Accuri 6 Cytometer","Cytometer","Beckton-Dickinson","Husson University","William Lindblad","LindbladW@husson.edu","Fee-for-service access","Biotechnology"]
["MTAF 1100","Shaking table system - 6,000 lbf capacity 2 axis","Table, shaking","LDS","Hybrid Structures Lab, Room 232 AMC Building, U Maine","Vincent Caccese or John Belding","vince.caccese@umit.maine.edu or john.belding @maine.edu ","In house testing, research agreement, partnership with facility","Biotechnology"]
["MTAF 1100","Fatigue test system control - Universal with displ. Or load control",null,"Delsys","Hybrid Structures Lab, Room 232 AMC Building, U Maine","Vincent Caccese","vince.caccese@umit.maine.edu","In house testing, research agreement, partnership with facility","Biotechnology"]
["MTAF 1100","Wireless sensing equipment",null,"Various","Hybrid Structures Lab, Room 232 AMC Building, U Maine","Vincent Caccese","vince.caccese@umit.maine.edu","In house testing, research agreement, partnership with facility","Biotechnology"]
["MTAF 2008","Laser vibrometer","Vibrometer","VPI sensor","Hybrid Structures Lab, Room 232 AMC Building, U Maine","Vincent Caccese","vince.caccese@umit.maine.edu","In house testing, research agreement, partnership with facility","Biotechnology"]
["MTAF 2008","810 Material Testing System - 100k",null,"MTS","Hybrid Structures Lab, Room 232 AMC Building, U Maine","Vincent Caccesse or John Belding ","vince.caccese@umit.maine.edu or john.belding @maine.edu ","In house testing, research agreement, partnership with facility","Biotechnology"]
["MTAF 2008","CAD design","CAD design","Solidworks","Hybrid Structures Lab, Room 232 AMC Building, U Maine","Vincent Caccesse or John Belding ","vince.caccese@umit.maine.edu or john.belding @maine.edu ","In house testing, research agreement, partnership with facility","Biotechnology"]
["MTAF 2008","Vibration testing equipment",null,"Various","Hybrid Structures Lab, Room 232 AMC Building, U Maine","Vincent Caccesse or John Belding ","vince.caccese@umit.maine.edu or john.belding @maine.edu ","In house testing, research agreement, partnership with facility","Biotechnology"]
["MTAF 2009","Autogenous Vaccine Facility","Facility","Muliple Vendors","Kennebec River Biosciences","Dr. William Wilson","wwilson@bigelow.org","License Agreement","Biotechnology"]
["MTAF 2009","Optical Pattern Generator (photolithographic mask generation)","Optics","David Mann","LASST, U Maine","Rosemary Smith  ","rosemary.smith@maine.edu  ","Service contract, collaboration, User fee","Precision Manufacturing"]
["MTAF 2009 donated","e-beam Multi-source Evaporator","Evaporator","Temescal / Semicore","LASST, U Maine","Rosemary Smith  ","rosemary.smith@maine.edu  ","Service contract, collaboration, User fee, test sample","Precision Manufacturing"]
["MTAF 2009 donated","UV Laser Direct Write / Micromachining System ","UV Laser","JPSA","LASST, U Maine","Rosemary Smith or Scott Collins ","rosemary.smith@maine.edu or scott.collins@maine.edu","Service contract, collaboration, User fee","Precision Manufacturing"]
["MTAF 2009 donated","Vapor Silanization System","Vapor silanization","Solitec","LASST, U Maine","Rosemary Smith or Scott Collins ","rosemary.smith@maine.edu or scott.collins@maine.edu","Service contract, collaboration, User fee, test sample","Precision Manufacturing"]
["MTAF 2009 donated","F 40-UV thin film analysis instrument","Endoscope","Filmetrics","LASST, U Maine","Rosemary Smith  ","rosemary.smith@maine.edu  ","Service contract, collaboration, User fee, sample characterization","Precision Manufacturing"]
["MTAF 2009 donated","Atomic Layer Deposition System","Atomic layer deposition","Oxford","LASST, U Maine","Rosemary Smith  ","rosemary.smith@maine.edu  ","Service contract, collaboration, User fee, test sample","Precision Manufacturing"]
["MTAF 2009 donated","Reactive Ion Etch System","Ion etch system","Oxford","LASST, U Maine","Rosemary Smith  ","rosemary.smith@maine.edu  ","Service contract, collaboration, User fee, test sample","Precision Manufacturing"]
["MTAF 2012","PARSTAT 4000 Potentiostat","Potentiostat","Ametek","LASST, U Maine","Rosemary Smith or Scott Collins ","rosemary.smith@maine.edu or scott.collins@maine.edu","Collaboration, sample test, Service contract","Precision Manufacturing"]
["MTAF 2012","High Speed Digital Oscilloscope","Oscilloscope","Lecroy","LASST, U Maine","Rosemary Smith or Scott Collins ","rosemary.smith@maine.edu or scott.collins@maine.edu","Collaboration, sample test, Service contract","Precision Manufacturing"]
["MTAF 2012","Thermal Desorption Spectroscopy","Spectroscopy","Balzars","LASST, U Maine","Brian Federick","brian.frederick@umit.maine.edu","Service contract, collaboration, User Fee, Sample Characterization","Precision Manufacturing"]
["MTAF 2012","Surface Area Analyzer","Surface area analyzer","Micromeritics","LASST, U Maine","Brian Federick","brian.frederick@umit.maine.edu","Service contract, collaboration, User Fee, Sample Characterization","Precision Manufacturing"]
["MTAF 2012","Raman Spectroscopy","Spectroscopy","Renishaw","LASST, U Maine","Carl Tripp","ctripp@maine.edu","Service contract, collaboration, User Fee, Sample Characterization","Precision Manufacturing"]
["MTAF 2012","Infra-red Spectroscopy","Spectroscopy","Romem","LASST, U Maine","Carl Tripp","ctripp@maine.edu","Service contract, collaboration, User Fee, Sample Characterization","Precision Manufacturing"]
["MTAF 2047","4-point Conductivity / Hall Mobility",null,"DCA Instruments","LASST, U Maine","Robert Lad","rjlad@maine.edu","Service contract, collaboration, User Fee, Sample Characterization","Precision Manufacturing"]
["MTAF 2047","Atomic Layer Deposition System","Deposition system","Oxford","LASST, U Maine","Robert Lad","rjlad@maine.edu","Service contract, collaboration, User fee, Test sample","Precision Manufacturing"]
["MTAF 2047","Sputter Deposition System","Deposition system","AHA","LASST, U Maine","Robert Lad or David Frankel","rjlad@maine.edu  or frankel@maine.edu","Collaboration, Service Contract, Test Sample","Precision Manufacturing"]
["MTAF 2047","High Temperature (1000⁰ C) / High Pressure (750 psi) Furnace","Furnace","Deltech","LASST, U Maine","Robert Lad or David Frankel","rjlad@maine.edu  or frankel@maine.edu","Service contract, collaboration, User Fee, Sample Characterization","Precision Manufacturing"]
["MTAF 2047","Wafer Dicing Saw","Saw","K&S","LASST, U Maine","Robert Lad or David Frankel","rjlad@maine.edu  or frankel@maine.edu","Service contract, collaboration, User Fee, Sample Characterization","Precision Manufacturing"]
["MTAF 2047","Xray Diffractometer","Diffractometer","Panalytical","LASST, U Maine","Robert Lad or David Frankel","rjlad@maine.edu  or frankel@maine.edu","Service contract, collaboration, User Fee, Sample Characterization","Precision Manufacturing"]
["MTAF 2047","Auger Electron Spectroscopy","Spectroscopy","Perkin-Elmer","LASST, U Maine","Robert Lad or David Frankel","rjlad@maine.edu  or frankel@maine.edu","Service contract, collaboration, User Fee, Sample Characterization","Precision Manufacturing"]
["MTAF 2047","1700⁰  C Controlled Atmosphere Box & Tube Furnaces","Furnace","SentroTech / BlueM","LASST, U Maine","Robert Lad or David Frankel","rjlad@maine.edu  or frankel@maine.edu","Service contract, collaboration, User Fee, Sample Characterization","Precision Manufacturing"]
["MTAF 2047","X-Ray Photoelectron Spectroscopy","Spectroscopy","SPECs","LASST, U Maine","Robert Lad or David Frankel","rjlad@maine.edu  or frankel@maine.edu","Service contract, collaboration, User Fee, Sample Characterization","Precision Manufacturing"]
["MTAF 2047","Profilometer","Profilometer","Tencor","LASST, U Maine","Robert Lad or David Frankel","rjlad@maine.edu  or frankel@maine.edu","Service contract, collaboration, User Fee, Sample Characterization","Precision Manufacturing"]
["MTAF 2047","Wire Bonder",null,"Ultek","LASST, U Maine","Robert Lad or David Frankel","rjlad@maine.edu  or frankel@maine.edu","Service contract, collaboration, User Fee, Sample Characterization","Precision Manufacturing"]
["MTAF 2047","SQUID Magnetometer","Magnetometer","Quantum Design","LASST, U Maine","Robert Meulenberg","robert.meulenberg@maine.edu","Service contract, collaboration, User Fee, Sample Characterization","Precision Manufacturing"]
["MTAF 2047","LPCVD Silicon nitride deposition furnace","Furnace","Custom","LASST, U Maine","Rosemary Smith","rosemary.smith@maine.edu","Service contract, collaboration, User fee, Test sample","Precision Manufacturing"]
["MTAF 2052","Spectroscopic Ellipsometer","Ellipsometer","J. A. Woollam","LASST, U Maine","Rosemary Smith","rosemary.smith@maine.edu","Service contract, collaboration, User fee, Sample characterization","Precision Manufacturing"]
["MTAF 2054 BCBB","MA6 mask-wafer aligner /exposure system",null,"Suss","LASST, U Maine","Rosemary Smith","rosemary.smith@maine.edu","Service contract, collaboration, User fee","Precision Manufacturing"]
["MTAF 2059","K850 Wm Critical point dryer","Dryer","Quorum Technologies","LASST, U Maine","Rosemary Smith  ","rosemary.smith@maine.edu  ","Service contract, collaboration, User Fee, Test Sample","Precision Manufacturing"]
["MTAF 3001","80+ PECVD System",null,"Oxford","LASST, U Maine","Rosemary Smith or Scott Collins","rosemary.smith@maine.edu  scott.collins@maine.edu","Collaboration, Service Contract, Test Sample","Precision Manufacturing"]
["MTAF 3001","XE-100 AFM",null,"PSIA/Park Systems","LASST, U Maine","Rosemary Smith or Scott Collins","rosemary.smith@maine.edu or scott.collins@maine.edu","Service contract, collaboration, User Fee, Sample Characterization","Precision Manufacturing"]
["MTAF 3001","PDS 2010 Parylene Deposition System","Deposition system","Specialty Coating Systems","LASST, U Maine","Rosemary Smith or Scott Collins","rosemary.smith@maine.edu  scott.collins@maine.edu","Collaboration, Service Contract, Test Sample","Precision Manufacturing"]
["MTAF 3001","Nvision 40 SEM/FIB with EDX, cryo, Umanipulators and gas injection","Microscope, scanning electron","Zeiss","LASST, U Maine","Scott Collins","scott.collins@maine.edu","Service contract, collaboration, User Fee, Sample Image","Precision Manufacturing"]
["MTAF 3001","Seabird Electronics CTD's","CTD","Seabird Electronics","Maine Aquaculture Innovation Center","Chris Davis",null,null,"Aquaculture & Marine"]
["MTAF 3001","YSI CTD's","CTD","YSI","Maine Aquaculture Innovation Center","Chris Davis",null,null,"Aquaculture & Marine"]
["MTAF 3001","Nortek dopler acoustic current meter",null,"Nortek","Maine Aquaculture Innovation Center","Chris Davis",null,null,"Aquaculture & Marine"]
["MTAF 3013","Demo AG-X 300kN frame with 100kN hardware, Trapezium X software and associated test jigs",null,"Shimadzu Scientific Instruments","MATEC Building SMCC Brunswick Campus","Andrew Schoenberg","aschoenberg@smccme.edu","Analysis available to industry. Work with MCA/SMCC to arrange for testing and analysis","Composite Materials"]
["MTAF 3013","Q800 Dynamic Mechanical Analyzer Research quality DMA","DMA","TA Instruments","MATEC Building SMCC Brunswick Campus","Andrew Schoenberg","aschoenberg@smccme.edu","Analysis available to industry. Work with MCA/SMCC to arrange for testing and analysis","Composite Materials"]
["MTAF 3013","Nicolet iS10 Mid Infrared FT-IR Spectrometer Demo Model","Spectrometer, FT-IR","Thermo Electron North America LLC ","MATEC Building SMCC Brunswick Campus","Andrew Schoenberg","aschoenberg@smccme.edu","Analysis available to industry. Work with MCA/SMCC to arrange for testing and analysis","Composite Materials"]
["MTAF 3013","Analytical Chemistry: Carbohydrate and lignin analysis, specialty extraction and effluent testing, gas chromotopography/mass spectroscopy",null,null,"Process Development Center, U Maine, Dept. of Chemical and Biological Engineering, Orono","Michael Bilodeau","mbilodeau@maine.edu","Open access on a fee-for-service basis","Forestry & Agriculture"]
["Non-MTI funded","Bleaching: Bench Scale Oxygen Delignification Reactor, Quantum High Shear, Pressurized Reactor w/ Ozone Generator \" bag bleaching\" Capacity",null,null,"Process Development Center, U Maine, Dept. of Chemical and Biological Engineering, Orono","Michael Bilodeau","mbilodeau@maine.edu","Open access on a fee-for-service basis","Forestry & Agriculture"]
["Non-MTI funded","Coating: FAUSTEL - new 12\" wide Web Coater and Laminator. Uses base paper from pilot paper machine or commercially-made base papers. Capable of prototype development or small test market production runs","Web coater/laminator",null,"Process Development Center, U Maine, Dept. of Chemical and Biological Engineering, Orono","Michael Bilodeau","mbilodeau@maine.edu","Open access on a fee-for-service basis","Forestry & Agriculture"]
["Non-MTI funded","Finishing: BELOIT Heated Soft Nip Calendar, 3 roll hydraulically loaded Stack Roll, roll temerature up to 600 deg. F, sheet and web feed 12\" sheet width",null,null,"Process Development Center, U Maine, Dept. of Chemical and Biological Engineering, Orono","Michael Bilodeau","mbilodeau@maine.edu","Open access on a fee-for-service basis","Forestry & Agriculture"]
["Non-MTI funded","Gas Testing and Analysis: Landfill Gas testing by GC/Mass Spec","GC/MS",null,"Process Development Center, U Maine, Dept. of Chemical and Biological Engineering, Orono","Michael Bilodeau","mbilodeau@maine.edu","Open access on a fee-for-service basis","Forestry & Agriculture"]
["Non-MTI funded","Papermaking: Pilot Paper Machine 13\" trim, 150 fpm maximum speed, 25 gsm to 200 basis wt range, Flooded Cip Size Press, Capable of using only size press w/o wet end, One-sided spray coating application, Four steel roll stack, New state of the Art Distributed Control Shystem, including scanner and instrument package, advanced data collection system and data historian","Paper machine",null,"Process Development Center, U Maine, Dept. of Chemical and Biological Engineering, Orono","Michael Bilodeau","mbilodeau@maine.edu","Open access on a fee-for-service basis","Forestry & Agriculture"]
["Non-MTI funded","Pulp and Paper Testing; Capability to perform most TAPPI Standard Test Methods, Fiber Morphology analysis, KRK Printability Tester, Mutek Charge",null,null,"Process Development Center, U Maine, Dept. of Chemical and Biological Engineering, Orono","Michael Bilodeau","mbilodeau@maine.edu","Open access on a fee-for-service basis","Forestry & Agriculture"]
["Non-MTI funded","Pulping: Rocking Digester (2 kg capacity), Alkali Profiling Digester, FBRI Digester/Extractor, Adirondack Pulp Disintegrator, Slotted Plate Stock Screen, Oxygen Delignification Reactor",null,null,"Process Development Center, U Maine, Dept. of Chemical and Biological Engineering, Orono","Michael Bilodeau","mbilodeau@maine.edu","Open access on a fee-for-service basis","Forestry & Agriculture"]
["Non-MTI funded","Stock Prep: Two hydropulpers, Two Dis Refiners (13\", 20\") with Variable Speed Motor, Stock Tanks - Two 3000 gallon Two 1500 gallon, Two 900 gallon, PFI mills, Various centricleaner systems","Hydropulpers",null,"Process Development Center, U Maine, Dept. of Chemical and Biological Engineering, Orono","Michael Bilodeau","mbilodeau@maine.edu","Open access on a fee-for-service basis","Forestry & Agriculture"]
["Non-MTI funded","Wood/Biomass Processing: 9\" Carthage Chipper, Klockner Hammermill Chip Classifier",null,null,"Process Development Center, U Maine, Dept. of Chemical and Biological Engineering, Orono","Michael Bilodeau","mbilodeau@maine.edu","Open access on a fee-for-service basis","Forestry & Agriculture"]
["Non-MTI funded","Large format printing Epson Stylus Pro 9900 44'' wide","Printer","Epson","Prototyping Studio, University of Maine","Owen Smith",null,"All equipment use must be approved by IMRC Director and must adhere to policies and procedures of the IMRC Center.  In general, this means that the equipment must be used at the IMRC Center, users must have needed technical and/or safety training, and projects/uses must fit the aims and mission of the IMRC Center.","Information Technology"]
["Non-MTI funded","Signmaking, Large format thermal transfer vinyl printer/cutter Summa DC4","Vinyl printer/cutter","Summa USA","Prototyping Studio, University of Maine","Owen Smith",null,"All equipment use must be approved by IMRC Director and must adhere to policies and procedures of the IMRC Center.  In general, this means that the equipment must be used at the IMRC Center, users must have needed technical and/or safety training, and projects/uses must fit the aims and mission of the IMRC Center.","Information Technology"]
["Non-MTI funded","Digital embrodiery and Sewing, HUSQVARNA VIKIN Designer Topaz 30","Sewing, embroidery","Husqvarna Viking","Prototyping Studio, University of Maine","Owen Smith",null,"All equipment use must be approved by IMRC Director and must adhere to policies and procedures of the IMRC Center.  In general, this means that the equipment must be used at the IMRC Center, users must have needed technical and/or safety training, and projects/uses must fit the aims and mission of the IMRC Center.","Information Technology"]
["Non-MTI funded","Sewing, Brother 3034D serger","Sewing ","Brother","Prototyping Studio, University of Maine","Owen Smith",null,"All equipment use must be approved by IMRC Director and must adhere to policies and procedures of the IMRC Center.  In general, this means that the equipment must be used at the IMRC Center, users must have needed technical and/or safety training, and projects/uses must fit the aims and mission of the IMRC Center.","Information Technology"]
["Non-MTI funded","Sewing, HUSQVARNA VIKING 5D Embrodiery System software","Sewing","Husqvarna Viking","Prototyping Studio, University of Maine","Owen Smith",null,"All equipment use must be approved by IMRC Director and must adhere to policies and procedures of the IMRC Center.  In general, this means that the equipment must be used at the IMRC Center, users must have needed technical and/or safety training, and projects/uses must fit the aims and mission of the IMRC Center.","Information Technology"]
["Non-MTI funded","Color proofing printer, Xerox Phaser 7500DN","Printer","Xerox","Prototyping Studio, University of Maine","Owen Smith",null,"All equipment use must be approved by IMRC Director and must adhere to policies and procedures of the IMRC Center.  In general, this means that the equipment must be used at the IMRC Center, users must have needed technical and/or safety training, and projects/uses must fit the aims and mission of the IMRC Center.","Information Technology"]
["Non-MTI funded","Digitizing Tablet, Wacom Intuos (2)",null,"Wacom","Prototyping Studio, University of Maine","Owen Smith",null,"All equipment use must be approved by IMRC Director and must adhere to policies and procedures of the IMRC Center.  In general, this means that the equipment must be used at the IMRC Center, users must have needed technical and/or safety training, and projects/uses must fit the aims and mission of the IMRC Center.","Information Technology"]
["Non-MTI funded","Laser Engraving/Cutting System:  Universal VersaLaser VLS4.60 50W 24\" x 18\"x9\" Bed and rotary attachment","Laser engraver","Universal Laser Systems","Prototyping Studio, University of Maine","Owen Smith",null,"All equipment use must be approved by IMRC Director and must adhere to policies and procedures of the IMRC Center.  In general, this means that the equipment must be used at the IMRC Center, users must have needed technical and/or safety training, and projects/uses must fit the aims and mission of the IMRC Center.","Information Technology"]
["Non-MTI funded","Mac Pro tower w/ dual 24\" screens (2)",null,"Macintosh","Prototyping Studio, University of Maine","Owen Smith",null,"All equipment use must be approved by IMRC Director and must adhere to policies and procedures of the IMRC Center.  In general, this means that the equipment must be used at the IMRC Center, users must have needed technical and/or safety training, and projects/uses must fit the aims and mission of the IMRC Center.","Information Technology"]
["Non-MTI funded","24\" Black Cat Cougar digital die cutter","Digital die cutter","Black Cat Cougar","Prototyping Studio, University of Maine","Owen Smith",null,"All equipment use must be approved by IMRC Director and must adhere to policies and procedures of the IMRC Center.  In general, this means that the equipment must be used at the IMRC Center, users must have needed technical and/or safety training, and projects/uses must fit the aims and mission of the IMRC Center.","Information Technology"]
["Non-MTI funded","Epson 4800 printer","Printer","Epson","Prototyping Studio, University of Maine","Owen Smith",null,"All equipment use must be approved by IMRC Director and must adhere to policies and procedures of the IMRC Center.  In general, this means that the equipment must be used at the IMRC Center, users must have needed technical and/or safety training, and projects/uses must fit the aims and mission of the IMRC Center.","Information Technology"]
["Non-MTI funded","24\" Laminator","Laminator",null,"Prototyping Studio, University of Maine","Owen Smith",null,"All equipment use must be approved by IMRC Director and must adhere to policies and procedures of the IMRC Center.  In general, this means that the equipment must be used at the IMRC Center, users must have needed technical and/or safety training, and projects/uses must fit the aims and mission of the IMRC Center.","Information Technology"]
["Non-MTI funded","3D printer Zcops Z450 (2)","3D printer",null,"Prototyping Studio, University of Maine","Owen Smith",null,"All equipment use must be approved by IMRC Director and must adhere to policies and procedures of the IMRC Center.  In general, this means that the equipment must be used at the IMRC Center, users must have needed technical and/or safety training, and projects/uses must fit the aims and mission of the IMRC Center.","Information Technology"]
["Non-MTI funded","RepRap Prusa Mendel 3D printer","3D printer",null,"Prototyping Studio, University of Maine","Owen Smith",null,"All equipment use must be approved by IMRC Director and must adhere to policies and procedures of the IMRC Center.  In general, this means that the equipment must be used at the IMRC Center, users must have needed technical and/or safety training, and projects/uses must fit the aims and mission of the IMRC Center.","Information Technology"]
["Non-MTI funded","BioFlo 410 Bioreactor, 15L capacity","Bioreactor","NB Scientific","Technology Research Center 880 Main St. Suite 1, Old Town, ME  ","Amy Luce, Keith Hodgins","Amy Luce, Keith Hodgins","For fee service","Forestry & Agriculture"]
["Other","Biomas Drying Oven","Drying oven","Wisconsin","Technology Research Center 880 Main St. Suite 1, Old Town, ME  ","Amy Luce, Keith Hodgins","aluce@umche.maine.edu","For fee service","Forestry & Agriculture"]
["Other","ConVap continous evaporator","Evaporator","Alfa Laval","Technology Research Center 880 Main St. Suite 1, Old Town, ME  ","Amy Luce, Keith Hodgins","aluce@umche.maine.edu","For fee service","Forestry & Agriculture"]
["Other","Lawson pellet mill","Pellet mill","Lawson Mills","Technology Research Center 880 Main St. Suite 1, Old Town, ME  ","Amy Luce, Keith Hodgins","aluce@umche.maine.edu","For fee service","Forestry & Agriculture"]
["Other","Continous Centrifuge","Centrifuge","CEPA","Technology Research Center 880 Main St. Suite 1, Old Town, ME  ","Amy Luce, Keith Hodgins","aluce@umche.maine.edu","For fee service","Forestry & Agriculture"]
["Other","Tangential Flow Filtration System","Filtration system","GEA-Niro","Technology Research Center 880 Main St. Suite 1, Old Town, ME  ","Amy Luce, Keith Hodgins","aluce@umche.maine.edu","For fee service","Forestry & Agriculture"]
["Other","Parr reactor 20L",null,"Parr ","Technology Research Center 880 Main St. Suite 1, Old Town, ME  ","Amy Luce, Keith Hodgins","aluce@umche.maine.edu","For fee service","Forestry & Agriculture"]
["Other","Tube reactor 2''",null,"Parr","Technology Research Center 880 Main St. Suite 1, Old Town, ME  ","Amy Luce, Keith Hodgins","aluce@umche.maine.edu","For fee service","Forestry & Agriculture"]
["Other","Cone and plate viscometer","Viscometer","Brookfield","Technology Research Center 880 Main St. Suite 1, Old Town, ME  ","Amy Luce, Keith Hodgins","aluce@umche.maine.edu","For fee service","Forestry & Agriculture"]
["Other","Rotovap","Rotovap","Buchi","Technology Research Center 880 Main St. Suite 1, Old Town, ME  ","Amy Luce, Keith Hodgins","aluce@umche.maine.edu","For fee service","Forestry & Agriculture"]
["Other","ASTM fractional batch still","Batch still","B/R Instruments","Technology Research Center 880 Main St. Suite 1, Old Town, ME  ","Amy Luce, Keith Hodgins","aluce@umche.maine.edu","For fee service","Forestry & Agriculture"]
["Other","4 Stage Mixer settler","Mixer","Rousselet -Robatel","Technology Research Center 880 Main St. Suite 1, Old Town, ME  ","Amy Luce, Keith Hodgins","aluce@umche.maine.edu","For fee service","Forestry & Agriculture"]
["Other","TDO (thermal deoxygenation) CSTR",null,"in-house","Technology Research Center 880 Main St. Suite 1, Old Town, ME  ","Amy Luce, Keith Hodgins","aluce@umche.maine.edu","For fee service","Forestry & Agriculture"]
["Other","Online FTIR","FTIR","CAI","Technology Research Center 880 Main St. Suite 1, Old Town, ME  ","Amy Luce, Keith Hodgins","aluce@umche.maine.edu","For fee service","Forestry & Agriculture"]
["Other","3x50 gallon fermentation vessels","Fermentation","in-house","Technology Research Center 880 Main St. Suite 1, Old Town, ME  ","Amy Luce, Keith Hodgins","aluce@umche.maine.edu","For fee service","Forestry & Agriculture"]
["Other","Andritz Sprout-Bauer TMP",null,"legacy","Technology Research Center 880 Main St. Suite 1, Old Town, ME  ","Amy Luce, Keith Hodgins","aluce@umche.maine.edu","For fee service","Forestry & Agriculture"]
["Other","Amnis Image StreamX Cytometer","Cytometer","Amnis","The Jackson Laboratory","Ted Duffy, Manager Flow Cytometry Service","ted.duffy@jax.org","Fee-for-service access","Biotechnology"]
["Other","Illumina HiSeq2000 (upgraded from originally funded Illumina GAIIX) and associated data management infrastructure",null,"Illumina","The Jackson Laboratory Scientific Services","Doug Hinerfeld","douglas.hinerfeld@jax.org","The HiSeq2000 is available as a fee-for-service offering.  Interested parties should contact Doug Hinerfeld to discuss experimental design and pricing.","Biotechnology"]
["Other","Gallios",null,"Beckman Coulter","Trillium Diagnostics","Adam Curtis","adamcurtis@trillumdx.c om","Fee-for-service access","Biotechnology"]
["Other","BD FACSanto II",null,"Beckton-Dickinson","Trillium Diagnostics","Adam Curtis","adamcurtis@trillumdx.c om","Fee-for-service access","Biotechnology"]
["Other","Server and analytical software",null,"Various","Trillium Diagnostics","Adam Curtis","adamcurtis@trillumdx.c om","Analytical software necessary to interpret proprietary flow cytrometry data is available through a secure server to the MRFCC consortium and to other users through fee-for-service contracted analytical time.","Biotechnology"]
["Other","Sodick AP-500 wire edm",null,null,"U Maine AMC Building Orono","John Belding","john.belding@maine.edu","Fee for service (labor and consumables","Precision Manufacturing"]
["Other","Vector Signal Generator","Signal generator","Anritsu","U Maine WiSe-Net Lab","Ali Abedi","ali.abedi@maine.edu","Project depending/negotiable","Information Technology"]
["Other","Network software (Mentum planet)",null,"Mentum","U Maine WiSe-Net Lab","Ali Abedi","ali.abedi@maine.edu","Project depending/negotiable","Information Technology"]
["Scanning Electron Microscope","FPGA Based Software Defined Radio Development Kits",null,"SoleNet and Ettus","U Maine WiSe-Net Lab","Ali Abedi","ali.abedi@maine.edu","Project depending/negotiable","Information Technology"]
["SG3311","Wireless Channel Emulator",null,"Spirent","U Maine WiSe-Net Lab","Ali Abedi","ali.abedi@maine.edu","Project depending/negotiable","Information Technology"]
["TF 1074/2053","High Memory Computer","Computer","SUN","U Maine WiSe-Net Lab","Ali Abedi","ali.abedi@maine.edu","Project depending/negotiable","Information Technology"]
["TF 1074/2053","Agglomerator","Agglomerator",null,"U Maine, Advanced Structures and Composite Center, Orono ","Olivia Sanchez","olivia.sanchez@umit.maine.edu","Equipment is available for use after a contract agreement has been made with the Advanced Structures and Composite Center.","Composite Materials"]
["TF 1074/2053","Mettler Thermogravimetric Analyzer","Thermogravimetric analyzer","Mettler","U Maine, Advanced Structures and Composite Center, Orono ","Olivia Sanchez","olivia.sanchez@umit.maine.edu","Equipment is available for use after a contract agreement has been made with the Advanced Structures and Composite Center.","Composite Materials"]
["TF 2022","XL Variable incidence Tribometer","Tribometer",null,"U Maine, Advanced Structures and Composite Center, Orono ","Olivia Sanchez","olivia.sanchez@umit.maine.edu","Equipment is available for use after a contract agreement has been made with the Advanced Structures and Composite Center.","Composite Materials"]
["TF 2022","Dilatometer","Dilatometer",null,"U Maine, Advanced Structures and Composite Center, Orono ","Olivia Sanchez","olivia.sanchez@umit.maine.edu","Equipment is available for use after a contract agreement has been made with the Advanced Structures and Composite Center.","Composite Materials"]
["TF 2022","Cincinnati Milacron Extruder and dies","Extruder",null,"U Maine, Advanced Structures and Composite Center, Orono ","Olivia Sanchez","olivia.sanchez@umit.maine.edu","Equipment is available for use after a contract agreement has been made with the Advanced Structures and Composite Center.","Composite Materials"]
["TF 2022","Steam Dryer","Dryer, steam",null,"U Maine, Advanced Structures and Composite Center, Orono ","Olivia Sanchez","olivia.sanchez@umit.maine.edu","Equipment is available for use after a contract agreement has been made with the Advanced Structures and Composite Center.","Composite Materials"]
["TF 2022","Gravimetric Feeder","Gravimetric feeder",null,"U Maine, Advanced Structures and Composite Center, Orono ","Olivia Sanchez","olivia.sanchez@umit.maine.edu","Equipment is available for use after a contract agreement has been made with the Advanced Structures and Composite Center.","Composite Materials"]
["TF 2022","Engel ES330 85 ton injection molding machine","Injection molding machine",null,"U Maine, Advanced Structures and Composite Center, Orono ","Olivia Sanchez","olivia.sanchez@umit.maine.edu","Equipment is available for use after a contract agreement has been made with the Advanced Structures and Composite Center.","Composite Materials"]
["TF 2022","Strand Pelletizer","Pelletizer",null,"U Maine, Advanced Structures and Composite Center, Orono ","Olivia Sanchez","olivia.sanchez@umit.maine.edu","Equipment is available for use after a contract agreement has been made with the Advanced Structures and Composite Center.","Composite Materials"]
["TF 2022","CW Brabender Prep Mixer","Mixer, prep",null,"U Maine, Advanced Structures and Composite Center, Orono ","Olivia Sanchez","olivia.sanchez@umit.maine.edu","Equipment is available for use after a contract agreement has been made with the Advanced Structures and Composite Center.","Composite Materials"]
["TF 2022","Melt Flow Indexer","Melt flow indexer",null,"U Maine, Advanced Structures and Composite Center, Orono ","Olivia Sanchez","olivia.sanchez@umit.maine.edu","Equipment is available for use after a contract agreement has been made with the Advanced Structures and Composite Center.","Composite Materials"]
["TF 2022","Davis Standard Extruder Heating Clamps","Clamps, extruder, heating",null,"U Maine, Advanced Structures and Composite Center, Orono ","Olivia Sanchez","olivia.sanchez@umit.maine.edu","Equipment is available for use after a contract agreement has been made with the Advanced Structures and Composite Center.","Composite Materials"]
["TF 2022","GSC Blender & Platform","Blender",null,"U Maine, Advanced Structures and Composite Center, Orono ","Olivia Sanchez","olivia.sanchez@umit.maine.edu","Equipment is available for use after a contract agreement has been made with the Advanced Structures and Composite Center.","Composite Materials"]
["TF 2022","Davis-Standard Woodtruder","Woodtruder",null,"U Maine, Advanced Structures and Composite Center, Orono ","Olivia Sanchez","olivia.sanchez@umit.maine.edu","Equipment is available for use after a contract agreement has been made with the Advanced Structures and Composite Center.","Composite Materials"]
["TF 2022","Capillary Rheometer","Capillary rheometer",null,"U Maine, Advanced Structures and Composite Center, Orono ","Olivia Sanchez","olivia.sanchez@umit.maine.edu","Equipment is available for use after a contract agreement has been made with the Advanced Structures and Composite Center.","Composite Materials"]
["TF 2022","Static EFM Mixer Model","Mixer",null,"U Maine, Advanced Structures and Composite Center, Orono ","Olivia Sanchez","olivia.sanchez@umit.maine.edu","Equipment is available for use after a contract agreement has been made with the Advanced Structures and Composite Center.","Composite Materials"]
["TF 2022","Z die Revision - Solid Profile Mandrels","Mandrel",null,"U Maine, Advanced Structures and Composite Center, Orono ","Olivia Sanchez","olivia.sanchez@umit.maine.edu","Equipment is available for use after a contract agreement has been made with the Advanced Structures and Composite Center.","Composite Materials"]
["TF 2022","Munson Shredder","Shredder","Munson Co.","U Maine, Dept. of Chemical and Biological Engineering, Orono","Michael Bilodeau","mbilodeau@maine.edu","Materials handling: Open access on a fee-for-service basis","Forestry & Agriculture"]
["TF 2022","Pilot Web Coater: New 12 in. wide web coater and laminator.","Web coater/laminator","Faustel","U Maine, Dept. of Chemical and Biological Engineering, Orono","Michael Bilodeau","mbilodeau@maine.edu","Coating: Open access on a fee-for-service basis","Forestry & Agriculture"]
["TF 2022","Papermaking: Upgrade to paper machine. New distributed control system, with scanner and instrument package",null,"Honeywell International","U Maine, Dept. of Chemical and Biological Engineering, Orono","Michael Bilodeau","mbilodeau@maine.edu","Papermaking: Open access on a fee-for-service basis","Forestry & Agriculture"]
["TF 2022","Chip Screening: Acrowood Chip Screen","Chip screener","Acrowood","U Maine, Dept. of Chemical and Biological Engineering, Orono","Michael Bilodeau","mbilodeau@maine.edu","Refining: Open access on a fee-for-service basis","Forestry & Agriculture"]
["TF 2022","Refining: Side-mount Agitator - GL&V Omni","Agitator","GL&V USA","U Maine, Dept. of Chemical and Biological Engineering, Orono","Michael Bilodeau","mbilodeau@maine.edu","Refining: Open access on a fee-for-service basis","Forestry & Agriculture"]
["TF 2022","Analytical Chemistry: Mattson Gallery Series FTIR 5000","FTIR 5000","Mattson","U Maine, Dept. of Chemical and Biological Engineering, Orono","Michael Bilodeau","mbilodeau@maine.edu","Analytical Chemistry: Open access on a fee-for-service basis","Forestry & Agriculture"]
["TF 2022","Papermaking: New Advanced Data Collection System with Data Historian",null,"OSI Soft","U Maine, Dept. of Chemical and Biological Engineering, Orono","Michael Bilodeau","mbilodeau@maine.edu","Papermaking: Open access on a fee-for-service basis","Forestry & Agriculture"]
["TF 2022","Parr Reactor model 4843","Parr reactor","Parr Instrument Company","U Maine, Dept. of Chemical and Biological Engineering, Orono","Michael Bilodeau","mbilodeau@maine.edu","Open access on a fee-for-service basis","Forestry & Agriculture"]
["TF 2022","Techpap Handsheet Dryer - Ser. No. 2005-2","Dryer, handsheet","Techpap","U Maine, Dept. of Chemical and Biological Engineering, Orono","Michael Bilodeau","mbilodeau@maine.edu","Open access on a fee-for-service basis","Forestry & Agriculture"]
["TF 2022","Laboratory Mixing Extruder","Extruder","Dynisco","U Maine, Dept. of Chemical and Biological Engineering, Orono","Michael Bilodeau","mbilodeau@maine.edu","Fiber: Open access on a fee-for-service basis","Multiple"]
["TF 2022","BD LSR II",null,"Beckton-Dickinson","U Maine, Orono","Robert Wheeler, PhD, Assistant Professor of Microbiology","robert.wheeler@umit.maine.edu","Fee-for-service access","Biotechnology"]
["TF 2022","E5061B Agilent 3 GHz VNA",null,"Agilent","U Maine, RF and Electromagnetics Lab, Orono","Professor Mauricio Pereira da Cunha","mdacunha@maine.edu","Contract with University of Maine office for cooperation","Information Technology"]
["TF 2022","E8257D PSG High Frequency Analog  Signal Generator","Signal generator","Agilent","U Maine, RF and Electromagnetics Lab, Orono","Professor Mauricio Pereira da Cunha","mdacunha@maine.edu","Contract with University of Maine office for cooperation","Information Technology"]
["TF 2022","N1912A 2-Channel Power meter",null,"Agilent","U Maine, RF and Electromagnetics Lab, Orono","Professor Mauricio Pereira da Cunha","mdacunha@maine.edu","Contract with University of Maine office for cooperation","Information Technology"]
["TF 2022","N5182A-506 6 GHz MXG Signal Generator","Signal generator","Agilent","U Maine, RF and Electromagnetics Lab, Orono","Professor Mauricio Pereira da Cunha","mdacunha@maine.edu","Contract with University of Maine office for cooperation","Information Technology"]
["TF 2022","N5242A 26 GHz PNA-X (Nonlinear VNA)",null,"Agilent","U Maine, RF and Electromagnetics Lab, Orono","Professor Mauricio Pereira da Cunha","mdacunha@maine.edu","Contract with University of Maine office for cooperation","Information Technology"]
["TF 2022","N9020A MXA Spectrum Analyzer","Spectrum analyzer","Agilent","U Maine, RF and Electromagnetics Lab, Orono","Professor Mauricio Pereira da Cunha","mdacunha@maine.edu","Contract with University of Maine office for cooperation","Information Technology"]
["TF 2022","Lecroy Oscilloscope WR 204Xi-A 2 GHz, 4 ch","Oscilloscope","Lecroy","U Maine, RF and Electromagnetics Lab, Orono","Professor Mauricio Pereira da Cunha","mdacunha@maine.edu","Contract with University of Maine office for cooperation","Information Technology"]
["TF 2022","LPKF Protomat System Suite",null,"LPKF","U Maine, RF and Electromagnetics Lab, Orono","Professor Mauricio Pereira da Cunha","mdacunha@maine.edu","Contract with University of Maine office for cooperation","Information Technology"]
["TF 2022","Field Endoscope with portable video processor, 2.8 mm Channel, 9.8 m OD 1.35 cm working length","Endoscope","1800Endoscope.com","U Maine, School of Food and Agriculture, Orono / Kind Animal Care","Robert Causey","robert.causey@umit.maine.edu","Partnership with Faculty","Forestry & Agriculture"]
["TF 2022","Field Endoscope with portable video processor, 2.8 mm Channel, 9.8 m OD 1.5 mm working length","Endoscope","Fiegert","U Maine, School of Food and Agriculture, Orono/Foxcroft Veterinary Services","Robert Causey","robert.causey@umit.maine.edu","Partnership with Faculty","Forestry & Agriculture"]
["TF 2022","High Resolution Video Gastroscope, 2.8 mm Channell, 10.8 OD, 1100mm Working Length","Gastroscope","Fuginon","U Maine, School of Food and Agriculture, Orono/Witter Center","Robert Causey","robert.causey@umit.maine.edu","Partnership with Faculty","Forestry & Agriculture"]
["TF 2022","Standard Video gastroscope, 2.8 mm Channel, 9.3 mm OD 1100mm Working Length","Gastroscope","Fuginon","U Maine, School of Food and Agriculture, Orono/Witter Center","Robert Causey","robert.causey@umit.maine.edu","Partnership with Faculty","Forestry & Agriculture"]
["TF 2022","Rodent Vivarium (BSL II Capabilities and surgical suite)",null,"UNE Biomedical Research Core","UNE Biddeford","Ed Bilsky, PhD 207-602-2707","ebilsky@une.edu","Industry Partnerships, Contract Research Services, Academic Collaborations","Biotechnology"]
["TF 2022","CareStream in Vivo MS FX Pro (x-ray, luminescence, multiwavelength fluorescence, and radiosotopic detection modes)",null,"Carestream Health","UNE Biddeford","Colin Willis PhD 207-602-2872","cwillis1@une.edu","Industry Partnerships, Contract Research Services, Academic Collaborations","Biotechnology"]
["TF 2022","Multidisciplinary Behavior Core",null,null,"UNE Biddeford","Ed Bilsky, PhD 207-602-2707","ebilsky@une.edu","Industry Partnerships, Contract Research Services, Academic Collaborations","Biotechnology"]
["TF 2022","Rodent Surgery Services w/ clinical applications",null,null,"UNE Biddeford","Ed Bilsky, PhD 207-602-2707","ebilsky@une.edu","Industry Partnerships, Contract Research Services, Academic Collaborations","Biotechnology"]
["TF 2022","Scientific Analysis instruments (SAI) Kronus 2D Gas Chromatrography Mass Spectrometer (GC/MS)","GC/MS","UNE, Genomics, Analytics & proteomics core","UNE, College of Pharmacy, Portland","Daniel Brazeau, PhD 221-4078","dbrazeau@une.edu","Sample testing, Research Agreement, Partnership with Faculty","Biotechnology"]
["TF 2022","Scientific Analysis Instruments (SAI) Laser ToF ToF Mass Spectrometer (MS)","Mass Spectrometer","UNE, Genomics, Analytics & proteomics core","UNE, College of Pharmacy, Portland","Daniel Brazeau, PhD 221-4078","dbrazeau@une.edu","Sample testing, Research Agreement, Partnership with Faculty","Biotechnology"]
["TF 2022","Agilent 1200 Rapid Resolution High Performance Liquid Chromatrography (RRLC)","HPLC","Agilent","UNE, College of Pharmacy, Portland","Daniel Brazeau, PhD 221-4078","dbrazeau@une.edu","Sample testing, Research Agreement, Partnership with Faculty","Biotechnology"]
["TF 2022","Agilent 6400 Series Triple Quadrupole Liquid Chromatography Mass Spectrometer (LC/MS)","LC/MS","Agilent","UNE, College of Pharmacy, Portland","Daniel Brazeau, PhD 221-4078","dbrazeau@une.edu","Sample testing, Research Agreement, Partnership with Faculty","Biotechnology"]
["TF 2022","Agilent 7000 Series Triple Quadrupole Gas Chromatography Mass Spectrometer (GC/MS)","GC/MS","Agilent","UNE, College of Pharmacy, Portland","Daniel Brazeau, PhD 221-4078","dbrazeau@une.edu","Sample testing, Research Agreement, Partnership with Faculty","Biotechnology"]
["TF 2022","Agilent 7500 Inductively Coupled Plasma Mass Spectrometer (ICP-MS)","ICP/MS","Agilent","UNE, College of Pharmacy, Portland","Daniel Brazeau, PhD 221-4078","dbrazeau@une.edu","Sample testing, Research Agreement, Partnership with Faculty","Biotechnology"]
["TF 2022","Beckman Multisizer 4 Coulter Counter","Coulter counter","Beckman Coulter","UNE, College of Pharmacy, Portland","Daniel Brazeau, PhD 221-4078","dbrazeau@une.edu","Sample testing, Research Agreement, Partnership with Faculty","Biotechnology"]
["TF 2022","Varian 820-MS Inductively Coupled Plasma Mass Spectrometer (ICP-MS)","ICP/MS","Varian","UNE, College of Pharmacy, Portland","Daniel Brazeau, PhD 221-4078","dbrazeau@une.edu","Sample testing, Research Agreement, Partnership with Faculty","Biotechnology"]
["TF 2022","Waters Micromass Triple Quattro Liquid Chromatography Mass Spectrometer (1)","LC/MS","Waters","UNE, College of Pharmacy, Portland","Daniel Brazeau, PhD 221-4078","dbrazeau@une.edu","Sample testing, Research Agreement, Partnership with Faculty","Biotechnology"]
["TF 2022","Waters Micromass Triple Quattro Liquid Chromatography Mass Spectrometer (2)","LC/MS","Waters","UNE, College of Pharmacy, Portland","Daniel Brazeau, PhD 221-4078","dbrazeau@une.edu","Sample testing, Research Agreement, Partnership with Faculty","Biotechnology"]
["TF 2022","BioRad CFX 96 Quantitative Polymerase Chain reaction system (QPCR)","PCR system","Biorad","UNE, College of Pharmacy, Portland","Daniel Brazeau, PhD 221-4078","dbrazeau@une.edu","Sample testing, Research Agreement, Partnership with Faculty","Biotechnology"]
["TF 2022","Roche 454 Junior Sequencing System","Sequencing system","Roche Diagnostics","UNE, College of Pharmacy, Portland","Daniel Brazeau, PhD 221-4078","dbrazeau@une.edu","Sample testing, Research Agreement, Partnership with Faculty","Biotechnology"]
["TF 2022","Objet 30 3D Printer","3D printer","R&D Technologies","USM, Gorham Campus","Mike Wing","mcwing@usm.maine.edu","Fee for service (materials and labor","Precision Manufacturing"]
["TF 2022","Z-Scanner 3D scanner","3D scanner","Functional Performance Inc.","USM, Gorham Campus","Mike Wing","mcwing@usm.maine.edu","Fee for service (labor)","Precision Manufacturing"]
["TF 2022","Complete Red Cinema Package:  Epic-X (Full 5k Digital Video Camera), Canon Amuminum Lens Mount, Red SSD Side handle, Red 5\" Touch Screen Controller, Red DSMC Side Handle, Redmote Wireless Controller, Red Pro I/O Audio Module, Red 1.8\" SSD 64GB(4), Redvolt Batteries, Redvolt Battery Charger, Red Pro Battery Module, Red Rocket Graphics Card, Red Clutch Shoulder Rig, Red Epic Pelican Case","Digital video camera",null,null,"Owen Smith",null,"All equipment use must be approved by IMRC Director and must adhere to policies and procedures of the IMRC Center.  In general, this means that the equipment must be used at the IMRC Center, users must have needed technical and/or safety training, and projects/uses must fit the aims and mission of the IMRC Center.","Information Technology"]
["TF 2022","Lenses: Canon 8-15mm f4L, Canon 16-35mm f2.8L, Canon 24-70mm f2.8L, Canon 24mm f1.4L, Canon 100mm Macro f.28L","Lenses, camera","Canon",null,"Owen Smith",null,"All equipment use must be approved by IMRC Director and must adhere to policies and procedures of the IMRC Center.  In general, this means that the equipment must be used at the IMRC Center, users must have needed technical and/or safety training, and projects/uses must fit the aims and mission of the IMRC Center.","Information Technology"]
["TF 2022","Zolinger XT2000 Gold Series Steadycam system","Steadycam system","Zolinger",null,"Owen Smith",null,"All equipment use must be approved by IMRC Director and must adhere to policies and procedures of the IMRC Center.  In general, this means that the equipment must be used at the IMRC Center, users must have needed technical and/or safety training, and projects/uses must fit the aims and mission of the IMRC Center.","Information Technology"]
["TF 2022","Kessler Pocket Dolly Standard Length 39.5\"","Dolly, camera","Kessler",null,"Owen Smith",null,"All equipment use must be approved by IMRC Director and must adhere to policies and procedures of the IMRC Center.  In general, this means that the equipment must be used at the IMRC Center, users must have needed technical and/or safety training, and projects/uses must fit the aims and mission of the IMRC Center.","Information Technology"]
["TF 2022","Losmandy Standard Porta-jib 72\"","Porta-jib","Losmandy",null,"Owen Smith",null,"All equipment use must be approved by IMRC Director and must adhere to policies and procedures of the IMRC Center.  In general, this means that the equipment must be used at the IMRC Center, users must have needed technical and/or safety training, and projects/uses must fit the aims and mission of the IMRC Center.","Information Technology"]
["TF 2022","Losmandy 4 Legged Spider Dolly with 40' of Flex Track","Dolly, spider","Losmandy",null,"Owen Smith",null,"All equipment use must be approved by IMRC Director and must adhere to policies and procedures of the IMRC Center.  In general, this means that the equipment must be used at the IMRC Center, users must have needed technical and/or safety training, and projects/uses must fit the aims and mission of the IMRC Center.","Information Technology"]
["TF 2022","Sachtler 18 S1 Fluid Head and Tripod System","Tripod system","Sachtler",null,"Owen Smith",null,"All equipment use must be approved by IMRC Director and must adhere to policies and procedures of the IMRC Center.  In general, this means that the equipment must be used at the IMRC Center, users must have needed technical and/or safety training, and projects/uses must fit the aims and mission of the IMRC Center.","Information Technology"]
["TF 2022"," Manfrotto 502 Pro Video Tripod System (2)","Tripod system","Manfrotto",null,"Owen Smith",null,"All equipment use must be approved by IMRC Director and must adhere to policies and procedures of the IMRC Center.  In general, this means that the equipment must be used at the IMRC Center, users must have needed technical and/or safety training, and projects/uses must fit the aims and mission of the IMRC Center.","Information Technology"]
["TF 2022","Arri Tungsten 4 Light Kit","Light kit","Arri",null,"Owen Smith",null,"All equipment use must be approved by IMRC Director and must adhere to policies and procedures of the IMRC Center.  In general, this means that the equipment must be used at the IMRC Center, users must have needed technical and/or safety training, and projects/uses must fit the aims and mission of the IMRC Center.","Information Technology"]
["TF 2022","Altman Foto Pac 3 Light Kit","Light kit","Altman",null,"Owen Smith",null,"All equipment use must be approved by IMRC Director and must adhere to policies and procedures of the IMRC Center.  In general, this means that the equipment must be used at the IMRC Center, users must have needed technical and/or safety training, and projects/uses must fit the aims and mission of the IMRC Center.","Information Technology"]
["TF 2022","Impact Air-Cushioned All-Purpose Light Stand (5)","Light stand","Impact Studio Lighting",null,"Owen Smith",null,"All equipment use must be approved by IMRC Director and must adhere to policies and procedures of the IMRC Center.  In general, this means that the equipment must be used at the IMRC Center, users must have needed technical and/or safety training, and projects/uses must fit the aims and mission of the IMRC Center.","Information Technology"]
["TF 2022","Westcott Illuminator Extension Arm (5)","Illuminator extension arm","Westcott",null,"Owen Smith",null,"All equipment use must be approved by IMRC Director and must adhere to policies and procedures of the IMRC Center.  In general, this means that the equipment must be used at the IMRC Center, users must have needed technical and/or safety training, and projects/uses must fit the aims and mission of the IMRC Center.","Information Technology"]
["TF 2022","Impact Saddle-bag Sand bags (10)",null,"Impact Studio Lighting",null,"Owen Smith",null,"All equipment use must be approved by IMRC Director and must adhere to policies and procedures of the IMRC Center.  In general, this means that the equipment must be used at the IMRC Center, users must have needed technical and/or safety training, and projects/uses must fit the aims and mission of the IMRC Center.","Information Technology"]
["TF 2022","Impact 5 in 1 collapsible reflector disc set 42\"","Reflector disc set","Impact Studio Lighting",null,"Owen Smith",null,"All equipment use must be approved by IMRC Director and must adhere to policies and procedures of the IMRC Center.  In general, this means that the equipment must be used at the IMRC Center, users must have needed technical and/or safety training, and projects/uses must fit the aims and mission of the IMRC Center.","Information Technology"]
["TF 2022","Impact 7 in 1 rectangular reflector disc set 42\"x72\"","Reflector disc set","Impact Studio Lighting",null,"Owen Smith",null,"All equipment use must be approved by IMRC Director and must adhere to policies and procedures of the IMRC Center.  In general, this means that the equipment must be used at the IMRC Center, users must have needed technical and/or safety training, and projects/uses must fit the aims and mission of the IMRC Center.","Information Technology"]
["TF 2022","Impact Super Collapsible chroma green background 8'x16'",null,"Impact Studio Lighting",null,"Owen Smith",null,"All equipment use must be approved by IMRC Director and must adhere to policies and procedures of the IMRC Center.  In general, this means that the equipment must be used at the IMRC Center, users must have needed technical and/or safety training, and projects/uses must fit the aims and mission of the IMRC Center.","Information Technology"]
["TF 2022","Westcott Scrim Jim Large Reflector kit 72\"x72\"","Reflector kit","Westcott",null,"Owen Smith",null,"All equipment use must be approved by IMRC Director and must adhere to policies and procedures of the IMRC Center.  In general, this means that the equipment must be used at the IMRC Center, users must have needed technical and/or safety training, and projects/uses must fit the aims and mission of the IMRC Center.","Information Technology"]
["TF 2022","Malone Design Works MC Desk",null,null,null,"Owen Smith",null,"All equipment use must be approved by IMRC Director and must adhere to policies and procedures of the IMRC Center.  In general, this means that the equipment must be used at the IMRC Center, users must have needed technical and/or safety training, and projects/uses must fit the aims and mission of the IMRC Center.","Information Technology"]
["TF 2022","Euphonix Artist Mix (3)",null,"Euphonix",null,"Owen Smith",null,"All equipment use must be approved by IMRC Director and must adhere to policies and procedures of the IMRC Center.  In general, this means that the equipment must be used at the IMRC Center, users must have needed technical and/or safety training, and projects/uses must fit the aims and mission of the IMRC Center.","Information Technology"]
["TF 2022","Euphonix Artist Control",null,"Euphonix",null,"Owen Smith",null,"All equipment use must be approved by IMRC Director and must adhere to policies and procedures of the IMRC Center.  In general, this means that the equipment must be used at the IMRC Center, users must have needed technical and/or safety training, and projects/uses must fit the aims and mission of the IMRC Center.","Information Technology"]
[null,"Apogee Symphony I/O",null,"Apogee Symphony",null,"Owen Smith",null,"All equipment use must be approved by IMRC Director and must adhere to policies and procedures of the IMRC Center.  In general, this means that the equipment must be used at the IMRC Center, users must have needed technical and/or safety training, and projects/uses must fit the aims and mission of the IMRC Center.","Information Technology"]
["TF1106/2061","Apogee Symphony I/O (8analog I/O - AES I/O (2)",null,"Apogee Symphony",null,"Owen Smith",null,"All equipment use must be approved by IMRC Director and must adhere to policies and procedures of the IMRC Center.  In general, this means that the equipment must be used at the IMRC Center, users must have needed technical and/or safety training, and projects/uses must fit the aims and mission of the IMRC Center.","Information Technology"]
["TF2022","Apogee Symphony I/O (8 mic pre amp)",null,"Apogee Symphony",null,"Owen Smith",null,"All equipment use must be approved by IMRC Director and must adhere to policies and procedures of the IMRC Center.  In general, this means that the equipment must be used at the IMRC Center, users must have needed technical and/or safety training, and projects/uses must fit the aims and mission of the IMRC Center.","Information Technology"]
["WPC Cluster Enhancement"," Apogee Symphony 64",null,"Apogee Symphony",null,"Owen Smith",null,"All equipment use must be approved by IMRC Director and must adhere to policies and procedures of the IMRC Center.  In general, this means that the equipment must be used at the IMRC Center, users must have needed technical and/or safety training, and projects/uses must fit the aims and mission of the IMRC Center.","Information Technology"]
["WPC Cluster Enhancement","Avalon VT-737 sp Mic preamp",null,"Avalon Design",null,"Owen Smith",null,"All equipment use must be approved by IMRC Director and must adhere to policies and procedures of the IMRC Center.  In general, this means that the equipment must be used at the IMRC Center, users must have needed technical and/or safety training, and projects/uses must fit the aims and mission of the IMRC Center.","Information Technology"]
["WPC Cluster Enhancement","Universal Audio LA-610 Mk II Channel strip ",null,"Universal Audio",null,"Owen Smith",null,"All equipment use must be approved by IMRC Director and must adhere to policies and procedures of the IMRC Center.  In general, this means that the equipment must be used at the IMRC Center, users must have needed technical and/or safety training, and projects/uses must fit the aims and mission of the IMRC Center.","Information Technology"]
["WPC Cluster Enhancement","Solid State Logic XLogic Alpha channel (2)",null,"Xlogic",null,"Owen Smith",null,"All equipment use must be approved by IMRC Director and must adhere to policies and procedures of the IMRC Center.  In general, this means that the equipment must be used at the IMRC Center, users must have needed technical and/or safety training, and projects/uses must fit the aims and mission of the IMRC Center.","Information Technology"]
["WPC Cluster Enhancement","Focusrite ISA428 MkII 4 channel preamp Apple iMac (27\" 3.1GHz i5)",null,null,null,"Owen Smith",null,"All equipment use must be approved by IMRC Director and must adhere to policies and procedures of the IMRC Center.  In general, this means that the equipment must be used at the IMRC Center, users must have needed technical and/or safety training, and projects/uses must fit the aims and mission of the IMRC Center.","Information Technology"]
["WPC Cluster Enhancement","Glyph Gt 062E (2TB-7200RPM) (3)",null,"Glyph Tech",null,"Owen Smith",null,"All equipment use must be approved by IMRC Director and must adhere to policies and procedures of the IMRC Center.  In general, this means that the equipment must be used at the IMRC Center, users must have needed technical and/or safety training, and projects/uses must fit the aims and mission of the IMRC Center.","Information Technology"]
["WPC Cluster Enhancement","Avid Pro Tools 10",null,null,null,"Owen Smith",null,"All equipment use must be approved by IMRC Director and must adhere to policies and procedures of the IMRC Center.  In general, this means that the equipment must be used at the IMRC Center, users must have needed technical and/or safety training, and projects/uses must fit the aims and mission of the IMRC Center.","Information Technology"]
["WPC Cluster Enhancement","Apple Logic Studio 9",null,null,null,"Owen Smith",null,"All equipment use must be approved by IMRC Director and must adhere to policies and procedures of the IMRC Center.  In general, this means that the equipment must be used at the IMRC Center, users must have needed technical and/or safety training, and projects/uses must fit the aims and mission of the IMRC Center.","Information Technology"]
["WPC Cluster Enhancement","Propellerhead Reason 6",null,null,null,"Owen Smith",null,"All equipment use must be approved by IMRC Director and must adhere to policies and procedures of the IMRC Center.  In general, this means that the equipment must be used at the IMRC Center, users must have needed technical and/or safety training, and projects/uses must fit the aims and mission of the IMRC Center.","Information Technology"]
["WPC Cluster Enhancement","Waves Diamond Bundle Native",null,null,null,"Owen Smith",null,"All equipment use must be approved by IMRC Director and must adhere to policies and procedures of the IMRC Center.  In general, this means that the equipment must be used at the IMRC Center, users must have needed technical and/or safety training, and projects/uses must fit the aims and mission of the IMRC Center.","Information Technology"]
["WPC Cluster Enhancement","Synthogy Ivory II Grand Pianos",null,"Synthogy",null,"Owen Smith",null,"All equipment use must be approved by IMRC Director and must adhere to policies and procedures of the IMRC Center.  In general, this means that the equipment must be used at the IMRC Center, users must have needed technical and/or safety training, and projects/uses must fit the aims and mission of the IMRC Center.","Information Technology"]
["WPC Cluster Enhancement","Akai Professional MPK88 88key controller",null,"Akai",null,"Owen Smith",null,"All equipment use must be approved by IMRC Director and must adhere to policies and procedures of the IMRC Center.  In general, this means that the equipment must be used at the IMRC Center, users must have needed technical and/or safety training, and projects/uses must fit the aims and mission of the IMRC Center.","Information Technology"]
["WPC Cluster Enhancement","Roland HandSonic 15 percussion controller",null,"Roland",null,"Owen Smith",null,"All equipment use must be approved by IMRC Director and must adhere to policies and procedures of the IMRC Center.  In general, this means that the equipment must be used at the IMRC Center, users must have needed technical and/or safety training, and projects/uses must fit the aims and mission of the IMRC Center.","Information Technology"]
["WPC Cluster Enhancement","Shure SM57 microphone (6)","Microphone","Shure",null,"Owen Smith",null,"All equipment use must be approved by IMRC Director and must adhere to policies and procedures of the IMRC Center.  In general, this means that the equipment must be used at the IMRC Center, users must have needed technical and/or safety training, and projects/uses must fit the aims and mission of the IMRC Center.","Information Technology"]
["WPC Cluster Enhancement","Audix OM-3 microphone (4)","Microphone","Audix",null,"Owen Smith",null,"All equipment use must be approved by IMRC Director and must adhere to policies and procedures of the IMRC Center.  In general, this means that the equipment must be used at the IMRC Center, users must have needed technical and/or safety training, and projects/uses must fit the aims and mission of the IMRC Center.","Information Technology"]
["WPC Cluster Enhancement","Earthworks QTC30 Matched Pair",null,"Earthworks Audio",null,"Owen Smith",null,"All equipment use must be approved by IMRC Director and must adhere to policies and procedures of the IMRC Center.  In general, this means that the equipment must be used at the IMRC Center, users must have needed technical and/or safety training, and projects/uses must fit the aims and mission of the IMRC Center.","Information Technology"]
["WPC Cluster Enhancement","Sennheiser MD 421 II microphone","Microphone","Sennheiser",null,"Owen Smith",null,"All equipment use must be approved by IMRC Director and must adhere to policies and procedures of the IMRC Center.  In general, this means that the equipment must be used at the IMRC Center, users must have needed technical and/or safety training, and projects/uses must fit the aims and mission of the IMRC Center.","Information Technology"]
[null,"Miktek PM10 mic","Microphone","Miktek Audio",null,"Owen Smith",null,"All equipment use must be approved by IMRC Director and must adhere to policies and procedures of the IMRC Center.  In general, this means that the equipment must be used at the IMRC Center, users must have needed technical and/or safety training, and projects/uses must fit the aims and mission of the IMRC Center.","Information Technology"]
[null,"Miktek PMD4 mic kit","Microphone","Miktek Audio",null,"Owen Smith",null,"All equipment use must be approved by IMRC Director and must adhere to policies and procedures of the IMRC Center.  In general, this means that the equipment must be used at the IMRC Center, users must have needed technical and/or safety training, and projects/uses must fit the aims and mission of the IMRC Center.","Information Technology"]
[null,"Neumann U87 Ai Set Z (Nickel w/ shockmount)",null,"Neumann USA",null,"Owen Smith",null,"All equipment use must be approved by IMRC Director and must adhere to policies and procedures of the IMRC Center.  In general, this means that the equipment must be used at the IMRC Center, users must have needed technical and/or safety training, and projects/uses must fit the aims and mission of the IMRC Center.","Information Technology"]
[null,"Blue Microphones bluebird microphones (2)","Microphone","Blue Microphones",null,"Owen Smith",null,"All equipment use must be approved by IMRC Director and must adhere to policies and procedures of the IMRC Center.  In general, this means that the equipment must be used at the IMRC Center, users must have needed technical and/or safety training, and projects/uses must fit the aims and mission of the IMRC Center.","Information Technology"]
[null,"Studio projects C4 matched stereo pair",null,null,null,"Owen Smith",null,"All equipment use must be approved by IMRC Director and must adhere to policies and procedures of the IMRC Center.  In general, this means that the equipment must be used at the IMRC Center, users must have needed technical and/or safety training, and projects/uses must fit the aims and mission of the IMRC Center.","Information Technology"]
[null,"Rode NTK",null,"Rode Microphones",null,"Owen Smith",null,"All equipment use must be approved by IMRC Director and must adhere to policies and procedures of the IMRC Center.  In general, this means that the equipment must be used at the IMRC Center, users must have needed technical and/or safety training, and projects/uses must fit the aims and mission of the IMRC Center.","Information Technology"]
[null,"Ultimate Support MC-125 mic boom stand",null,"Ultimate Support",null,"Owen Smith",null,"All equipment use must be approved by IMRC Director and must adhere to policies and procedures of the IMRC Center.  In general, this means that the equipment must be used at the IMRC Center, users must have needed technical and/or safety training, and projects/uses must fit the aims and mission of the IMRC Center.","Information Technology"]
[null,"Sennheiser EW 110G3 (A Band 516-558MHz) (2)",null,"Sennheiser",null,"Owen Smith",null,"All equipment use must be approved by IMRC Director and must adhere to policies and procedures of the IMRC Center.  In general, this means that the equipment must be used at the IMRC Center, users must have needed technical and/or safety training, and projects/uses must fit the aims and mission of the IMRC Center.","Information Technology"]
[null,"Sennheiser 172 G3",null,"Sennheiser",null,"Owen Smith",null,"All equipment use must be approved by IMRC Director and must adhere to policies and procedures of the IMRC Center.  In general, this means that the equipment must be used at the IMRC Center, users must have needed technical and/or safety training, and projects/uses must fit the aims and mission of the IMRC Center.","Information Technology"]
[null,"Complete DSLR Cinema Package: Canon 5D Mark ii, Redrock Micro Field Cinema Shoulder Rig, Redrock Micro MatteBox Deluxe Bundle, Redrock Micro Filter Set 4\"x5.65\", Zacuto Follow Focus ",null,null,null,"Owen Smith",null,"All equipment use must be approved by IMRC Director and must adhere to policies and procedures of the IMRC Center.  In general, this means that the equipment must be used at the IMRC Center, users must have needed technical and/or safety training, and projects/uses must fit the aims and mission of the IMRC Center.","Information Technology"]

{"sheet":"By Sector","index":4,"n_rows":258,"n_cols":9,"rows_kept":258,"cut":false,"hidden":false,"merged":[]}
["MTI Award","Asset or Service - Description","Asset or Service - Class","Vendor","Location","Contact","Contact email","Type of arrangement","Primary Technology Sector"]
["CEA 2035-49","Slocum Battery Powered Glider","Glider, Slocum","Webb Research Company","Bigelow Laboratory East Boothbay, ME","Dr. William Balch","bbalch@bigelow.org","Partnership with Faculty","Aquaculture & Marine"]
["CEA 2035-49","Field Binocular Microscope","Microscope","Forestry Suppliers, Inc.","Downeast Institute","Brian Beal","bbeal@maine.edu","This is a standard, student stereomicroscope that can bre borrowed with permission","Aquaculture & Marine"]
["CEA 2035-49","YSI Multiparameter instrument",null,"YSI","Downeast Institute","Brian Beal","bbeal@maine.edu","Instrument measures dissolved oxygen and seawater temperature. It can be borrowed with permission","Aquaculture & Marine"]
["CEA 2035-49","Maine Aquaculture Technology Lab (not completed","Lab, aquaculture","EL Shea","CCAR, Franklin","Nick Brown","npbrown@maine.edu","Business incubation/contract research","Aquaculture & Marine"]
["CIP 122","Marine fish broodstock facility (not completed)","Facility",null,"CCAR, Franklin","Nick Brown","npbrown@maine.edu","Business incubation/contract research","Aquaculture & Marine"]
["CIP 122","Nikon inverted microscope","Microscope",null,"CCAR, Franklin","Nick Brown","npbrown@maine.edu","Business incubation/contract research","Aquaculture & Marine"]
["CIP 129","Seaweed seeding facilities","Facility",null,"CCAR, Franklin","Nick Brown","npbrown@maine.edu","Business incubation/contract research","Aquaculture & Marine"]
["CIP 129","Seabird Electronics CTD's","CTD","Seabird Electronics","Maine Aquaculture Innovation Center","Chris Davis",null,null,"Aquaculture & Marine"]
["CIP 129","YSI CTD's","CTD","YSI","Maine Aquaculture Innovation Center","Chris Davis",null,null,"Aquaculture & Marine"]
["CIP 147","Nortek dopler acoustic current meter",null,"Nortek","Maine Aquaculture Innovation Center","Chris Davis",null,null,"Aquaculture & Marine"]
["CIP 147","Scientific Analysis instruments (SAI) Kronus 2D Gas Chromatrography Mass Spectrometer (GC/MS)","GC/MS","UNE, Genomics, Analytics & proteomics core","UNE, College of Pharmacy, Portland","Daniel Brazeau, PhD 221-4078","dbrazeau@une.edu","Sample testing, Research Agreement, Partnership with Faculty","Biotechnology"]
["CIP 147","Scientific Analysis Instruments (SAI) Laser ToF ToF Mass Spectrometer (MS)","Mass Spectrometer","UNE, Genomics, Analytics & proteomics core","UNE, College of Pharmacy, Portland","Daniel Brazeau, PhD 221-4078","dbrazeau@une.edu","Sample testing, Research Agreement, Partnership with Faculty","Biotechnology"]
["DA2612","Real Time PCR System","PCR system","Bio Rad Labs","Bigelow Laboratory East Boothbay, ME","Dr. Ramunas Stepanauskas","rstepanauskas@bigelow.org","Fee For Service; Research Agreement","Biotechnology"]
["G-104243","Accu. TOF-D Mass Spectrometer","Mass Spectrometer","Jeol USA, Inc","Bigelow Laboratory East Boothbay, ME","Carlton Rauschenberg","carlton@bigelow.org","Fee For Service","Biotechnology"]
["G-806093","Shaking table system - 6,000 lbf capacity 2 axis","Table, shaking","LDS","Hybrid Structures Lab, Room 232 AMC Building, U Maine","Vincent Caccese or John Belding","vince.caccese@umit.maine.edu or john.belding @maine.edu ","In house testing, research agreement, partnership with facility","Biotechnology"]
["G-806093","CSZ Tundra Walk-In Climate Chamber","Climate chamber","Cincinatti sub zero","Advanced Biomechanics Lab for Injury Reduction & Rehab, Room 230 AMC Building, U Maine","Vincent Caccesse or John Belding ","vince.caccese@umit.maine.edu or john.belding @maine.edu ","In house testing, research agreement, partnership with facility","Biotechnology"]
["MTAF","SCCH Salt Fog Chamber 26SL","Fog chamber","Singleton","Advanced Biomechanics Lab for Injury Reduction & Rehab, Room 230 AMC Building, U Maine","Vincent Caccesse or John Belding ","vince.caccese@umit.maine.edu or john.belding @maine.edu ","In house testing, research agreement, partnership with facility","Biotechnology"]
["MTAF","Agilent 1200 Rapid Resolution High Performance Liquid Chromatrography (RRLC)","HPLC","Agilent","UNE, College of Pharmacy, Portland","Daniel Brazeau, PhD 221-4078","dbrazeau@une.edu","Sample testing, Research Agreement, Partnership with Faculty","Biotechnology"]
["MTAF","Agilent 6400 Series Triple Quadrupole Liquid Chromatography Mass Spectrometer (LC/MS)","LC/MS","Agilent","UNE, College of Pharmacy, Portland","Daniel Brazeau, PhD 221-4078","dbrazeau@une.edu","Sample testing, Research Agreement, Partnership with Faculty","Biotechnology"]
["MTAF 1016","Agilent 7000 Series Triple Quadrupole Gas Chromatography Mass Spectrometer (GC/MS)","GC/MS","Agilent","UNE, College of Pharmacy, Portland","Daniel Brazeau, PhD 221-4078","dbrazeau@une.edu","Sample testing, Research Agreement, Partnership with Faculty","Biotechnology"]
["MTAF 1016","Agilent 7500 Inductively Coupled Plasma Mass Spectrometer (ICP-MS)","ICP/MS","Agilent","UNE, College of Pharmacy, Portland","Daniel Brazeau, PhD 221-4078","dbrazeau@une.edu","Sample testing, Research Agreement, Partnership with Faculty","Biotechnology"]
["MTAF 1016","Beckman Multisizer 4 Coulter Counter","Coulter counter","Beckman Coulter","UNE, College of Pharmacy, Portland","Daniel Brazeau, PhD 221-4078","dbrazeau@une.edu","Sample testing, Research Agreement, Partnership with Faculty","Biotechnology"]
["MTAF 1016","Varian 820-MS Inductively Coupled Plasma Mass Spectrometer (ICP-MS)","ICP/MS","Varian","UNE, College of Pharmacy, Portland","Daniel Brazeau, PhD 221-4078","dbrazeau@une.edu","Sample testing, Research Agreement, Partnership with Faculty","Biotechnology"]
["MTAF 1016","Waters Micromass Triple Quattro Liquid Chromatography Mass Spectrometer (1)","LC/MS","Waters","UNE, College of Pharmacy, Portland","Daniel Brazeau, PhD 221-4078","dbrazeau@une.edu","Sample testing, Research Agreement, Partnership with Faculty","Biotechnology"]
["MTAF 1016","Waters Micromass Triple Quattro Liquid Chromatography Mass Spectrometer (2)","LC/MS","Waters","UNE, College of Pharmacy, Portland","Daniel Brazeau, PhD 221-4078","dbrazeau@une.edu","Sample testing, Research Agreement, Partnership with Faculty","Biotechnology"]
["MTAF 1016","Gallios",null,"Beckman Coulter","Trillium Diagnostics","Adam Curtis","adamcurtis@trillumdx.c om","Fee-for-service access","Biotechnology"]
["MTAF 1016","BD FACSanto II",null,"Beckton-Dickinson","Trillium Diagnostics","Adam Curtis","adamcurtis@trillumdx.c om","Fee-for-service access","Biotechnology"]
["MTAF 1038","Server and analytical software",null,"Various","Trillium Diagnostics","Adam Curtis","adamcurtis@trillumdx.c om","Analytical software necessary to interpret proprietary flow cytrometry data is available through a secure server to the MRFCC consortium and to other users through fee-for-service contracted analytical time.","Biotechnology"]
["MTAF 1038","BD LSR II",null,"Beckton-Dickinson","U Maine, Orono","Robert Wheeler, PhD, Assistant Professor of Microbiology","robert.wheeler@umit.maine.edu","Fee-for-service access","Biotechnology"]
["MTAF 1071","Amnis Image StreamX Cytometer","Cytometer","Amnis","The Jackson Laboratory","Ted Duffy, Manager Flow Cytometry Service","ted.duffy@jax.org","Fee-for-service access","Biotechnology"]
["MTAF 1071","Accuri 6 Cytometer","Cytometer","Beckton-Dickinson","Husson University","William Lindblad","LindbladW@husson.edu","Fee-for-service access","Biotechnology"]
["MTAF 1071","Rodent Vivarium (BSL II Capabilities and surgical suite)",null,"UNE Biomedical Research Core","UNE Biddeford","Ed Bilsky, PhD 207-602-2707","ebilsky@une.edu","Industry Partnerships, Contract Research Services, Academic Collaborations","Biotechnology"]
["MTAF 1071","Autogenous Vaccine Facility","Facility","Muliple Vendors","Kennebec River Biosciences","Dr. William Wilson","wwilson@bigelow.org","License Agreement","Biotechnology"]
["MTAF 1079","Illumina HiSeq2000 (upgraded from originally funded Illumina GAIIX) and associated data management infrastructure",null,"Illumina","The Jackson Laboratory Scientific Services","Doug Hinerfeld","douglas.hinerfeld@jax.org","The HiSeq2000 is available as a fee-for-service offering.  Interested parties should contact Doug Hinerfeld to discuss experimental design and pricing.","Biotechnology"]
["MTAF 1079","Whole Arm Manipulator + Barrett hand and wrist",null,"Barrett Technologies","Crosby Lab","Mohsen Shahinpoor","mohsen.shahinpoor@umit.maine.edu","In house testing, research agreement, partnership with facility","Biotechnology"]
["MTAF 1079","Twin wire drop tower for helmet testing","Drop tower","AMC","Advanced Biomechanics Lab for Injury Reduction & Rehab, Room 230 AMC Building, U Maine","Vincent Caccese","vince.caccese@umit.maine.edu","In house testing, research agreement, partnership with facility","Biotechnology"]
["MTAF 1079","Fatigue test system control - Universal with displ. Or load control",null,"Delsys","Hybrid Structures Lab, Room 232 AMC Building, U Maine","Vincent Caccese","vince.caccese@umit.maine.edu","In house testing, research agreement, partnership with facility","Biotechnology"]
["MTAF 1079","EMG, force plate sensing system",null,"Edtech","Advanced Biomechanics Lab for Injury Reduction & Rehab, Room 230 AMC Building, U Maine","Vincent Caccese","vince.caccese@umit.maine.edu","In house testing, research agreement, partnership with facility","Biotechnology"]
["MTAF 1100","Hybrid III ATD 5% female + pedestrian kit 50% male + pedestrian kit 95% male headform w/ low durometer neck 3-year old child",null,"Humanetics","Advanced Biomechanics Lab for Injury Reduction & Rehab, Room 230 AMC Building, U Maine","Vincent Caccese","vince.caccese@umit.maine.edu","In house testing, research agreement, partnership with facility","Biotechnology"]
["MTAF 1100","Jaguar dynamic data acquisition system - 18 channel simultaneous",null,"Spectral Dynamics","Advanced Biomechanics Lab for Injury Reduction & Rehab, Room 230 AMC Building, U Maine","Vincent Caccese","vince.caccese@umit.maine.edu","In house testing, research agreement, partnership with facility","Biotechnology"]
["MTAF 1100","Z650 - 3-Dimensional color printer","3D printer","Zcorp","Advanced Biomechanics Lab for Injury Reduction & Rehab, Room 230 AMC Building, U Maine","Vincent Caccese","vince.caccese@umit.maine.edu","In house testing, research agreement, partnership with facility","Biotechnology"]
["MTAF 1100","CareStream in Vivo MS FX Pro (x-ray, luminescence, multiwavelength fluorescence, and radiosotopic detection modes)",null,"Carestream Health","UNE Biddeford","Colin Willis PhD 207-602-2872","cwillis1@une.edu","Industry Partnerships, Contract Research Services, Academic Collaborations","Biotechnology"]
["MTAF 1100","BioRad CFX 96 Quantitative Polymerase Chain reaction system (QPCR)","PCR system","Biorad","UNE, College of Pharmacy, Portland","Daniel Brazeau, PhD 221-4078","dbrazeau@une.edu","Sample testing, Research Agreement, Partnership with Faculty","Biotechnology"]
["MTAF 1100","Roche 454 Junior Sequencing System","Sequencing system","Roche Diagnostics","UNE, College of Pharmacy, Portland","Daniel Brazeau, PhD 221-4078","dbrazeau@une.edu","Sample testing, Research Agreement, Partnership with Faculty","Biotechnology"]
["MTAF 1100","Multidisciplinary Behavior Core",null,null,"UNE Biddeford","Ed Bilsky, PhD 207-602-2707","ebilsky@une.edu","Industry Partnerships, Contract Research Services, Academic Collaborations","Biotechnology"]
["MTAF 1100","Rodent Surgery Services w/ clinical applications",null,null,"UNE Biddeford","Ed Bilsky, PhD 207-602-2707","ebilsky@une.edu","Industry Partnerships, Contract Research Services, Academic Collaborations","Biotechnology"]
["MTAF 1100","Foot pressure sensing system",null,"TechScan","Advanced Biomechanics Lab for Injury Reduction & Rehab, Room 230 AMC Building, U Maine","Vincent Caccese","vince.caccese@umit.maine.edu","In house testing, research agreement, partnership with facility","Biotechnology"]
["MTAF 1100","Wireless sensing equipment",null,"Various","Hybrid Structures Lab, Room 232 AMC Building, U Maine","Vincent Caccese","vince.caccese@umit.maine.edu","In house testing, research agreement, partnership with facility","Biotechnology"]
["MTAF 1100","Vicon Motion Capture and Human Performance Measurement System",null,"Vicon","Advanced Biomechanics Lab for Injury Reduction & Rehab, Room 230 AMC Building, U Maine","Vincent Caccese","vince.caccese@umit.maine.edu","In house testing, research agreement, partnership with facility","Biotechnology"]
["MTAF 1100","Laser vibrometer","Vibrometer","VPI sensor","Hybrid Structures Lab, Room 232 AMC Building, U Maine","Vincent Caccese","vince.caccese@umit.maine.edu","In house testing, research agreement, partnership with facility","Biotechnology"]
["MTAF 1100","Finite Element Analysis",null,"ABAQUS, LSDYNA, ANSYS, MADYMO","Advanced Biomechanics Lab for Injury Reduction & Rehab, Room 230 AMC Building, U Maine","Vincent Caccesse or John Belding ","vince.caccese@umit.maine.edu or john.belding @maine.edu ","In house testing, research agreement, partnership with facility","Biotechnology"]
["MTAF 1100","810 Material Testing System - 100k",null,"MTS","Hybrid Structures Lab, Room 232 AMC Building, U Maine","Vincent Caccesse or John Belding ","vince.caccese@umit.maine.edu or john.belding @maine.edu ","In house testing, research agreement, partnership with facility","Biotechnology"]
["MTAF 1100","CAD design","CAD design","Solidworks","Hybrid Structures Lab, Room 232 AMC Building, U Maine","Vincent Caccesse or John Belding ","vince.caccese@umit.maine.edu or john.belding @maine.edu ","In house testing, research agreement, partnership with facility","Biotechnology"]
["MTAF 1100","Vibration testing equipment",null,"Various","Hybrid Structures Lab, Room 232 AMC Building, U Maine","Vincent Caccesse or John Belding ","vince.caccese@umit.maine.edu or john.belding @maine.edu ","In house testing, research agreement, partnership with facility","Biotechnology"]
["MTAF 2008","Super-Resolution Microscope Facility","Microscope facility","multiple","Dept. of Physics, Bennett Hall, U Maine, Orono","Prof. Sam Hess","sam.hess@umit.maine.edu","Research Agreement of Hourly Use for Fee","Biotechnology"]
["MTAF 2008","Conventional PCR System","PCR system","Bio Rd Labs","Bigelow Laboratory East Boothbay, ME","Dr. Ramunas Stepanauskas","rstepanauskas@bigelow.org","Fee For Service; Research Agreement","Biotechnology"]
["MTAF 2008","Sprectrophotometer","Sprectrophotometer","Nanodrop","Bigelow Laboratory East Boothbay, ME","Dr. Ramunas Stepanauskas","rstepanauskas@bigelow.org","Fee For Service; Research Agreement","Biotechnology"]
["MTAF 2008","PCR Tissue Culture Enclosure","Tissue culture enclosure","Fisher Scientific","Bigelow Laboratory East Boothbay, ME","Dr. Ramunas Stepanauskas","rstepanauskas@bigelow.org","Fee For Service; Research Agreement","Biotechnology"]
["MTAF 2009","Eppendorf Refrigerated Centrifuge","Centrifuge","Fisher Scientific","Bigelow Laboratory East Boothbay, ME","Dr. Ramunas Stepanauskas","rstepanauskas@bigelow.org","Fee For Service; Research Agreement","Biotechnology"]
["MTAF 2009","Innova Incubator","Incubator","New Brunswick Scientific","Bigelow Laboratory East Boothbay, ME","Dr. Ramunas Stepanauskas","rstepanauskas@bigelow.org","Fee For Service; Research Agreement","Biotechnology"]
["MTAF 2009 donated","Biohazard Hood",null,"VWR","Bigelow Laboratory East Boothbay, ME","Dr. Ramunas Stepanauskas","rstepanauskas@bigelow.org","Fee For Service; Research Agreement","Biotechnology"]
["MTAF 2009 donated","Gel Documentation System",null,"VWR","Bigelow Laboratory East Boothbay, ME","Dr. Ramunas Stepanauskas","rstepanauskas@bigelow.org","Fee For Service; Research Agreement","Biotechnology"]
["MTAF 2009 donated","Light Cycler Block","Cycler block","Roche Diagnostics","Bigelow Laboratory East Boothbay, ME","Dr. Ramunas Stepanauskas","rstepanauskas@bigelow.org","Fee For Service; Research Agreement","Biotechnology"]
["MTAF 2009 donated","Bravo Liquid Handling Station",null,"Airclean Systems","Bigelow Laboratory East Boothbay, ME","Dr. Ramunas Stepanauskas","rstepanauskas@bigelow.org","Fee For Service; Research Agreement","Biotechnology"]
["MTAF 2009 donated","-80 Ultra-Low Freezer","Freezer","New Brunswick Scientific","Bigelow Laboratory East Boothbay, ME","Dr. Ramunas Stepanauskas","rstepanauskas@bigelow.org","Fee For Servce; Research Agreement","Biotechnology"]
["MTAF 2009 donated","Demo AG-X 300kN frame with 100kN hardware, Trapezium X software and associated test jigs",null,"Shimadzu Scientific Instruments","MATEC Building SMCC Brunswick Campus","Andrew Schoenberg","aschoenberg@smccme.edu","Analysis available to industry. Work with MCA/SMCC to arrange for testing and analysis","Composite Materials"]
["MTAF 2012","Q800 Dynamic Mechanical Analyzer Research quality DMA","DMA","TA Instruments","MATEC Building SMCC Brunswick Campus","Andrew Schoenberg","aschoenberg@smccme.edu","Analysis available to industry. Work with MCA/SMCC to arrange for testing and analysis","Composite Materials"]
["MTAF 2012","Nicolet iS10 Mid Infrared FT-IR Spectrometer Demo Model","Spectrometer, FT-IR","Thermo Electron North America LLC ","MATEC Building SMCC Brunswick Campus","Andrew Schoenberg","aschoenberg@smccme.edu","Analysis available to industry. Work with MCA/SMCC to arrange for testing and analysis","Composite Materials"]
["MTAF 2012","Agglomerator","Agglomerator",null,"U Maine, Advanced Structures and Composite Center, Orono ","Olivia Sanchez","olivia.sanchez@umit.maine.edu","Equipment is available for use after a contract agreement has been made with the Advanced Structures and Composite Center.","Composite Materials"]
["MTAF 2012","Mettler Thermogravimetric Analyzer","Thermogravimetric analyzer","Mettler","U Maine, Advanced Structures and Composite Center, Orono ","Olivia Sanchez","olivia.sanchez@umit.maine.edu","Equipment is available for use after a contract agreement has been made with the Advanced Structures and Composite Center.","Composite Materials"]
["MTAF 2012","XL Variable incidence Tribometer","Tribometer",null,"U Maine, Advanced Structures and Composite Center, Orono ","Olivia Sanchez","olivia.sanchez@umit.maine.edu","Equipment is available for use after a contract agreement has been made with the Advanced Structures and Composite Center.","Composite Materials"]
["MTAF 2012","Dilatometer","Dilatometer",null,"U Maine, Advanced Structures and Composite Center, Orono ","Olivia Sanchez","olivia.sanchez@umit.maine.edu","Equipment is available for use after a contract agreement has been made with the Advanced Structures and Composite Center.","Composite Materials"]
["MTAF 2047","Cincinnati Milacron Extruder and dies","Extruder",null,"U Maine, Advanced Structures and Composite Center, Orono ","Olivia Sanchez","olivia.sanchez@umit.maine.edu","Equipment is available for use after a contract agreement has been made with the Advanced Structures and Composite Center.","Composite Materials"]
["MTAF 2047","Steam Dryer","Dryer, steam",null,"U Maine, Advanced Structures and Composite Center, Orono ","Olivia Sanchez","olivia.sanchez@umit.maine.edu","Equipment is available for use after a contract agreement has been made with the Advanced Structures and Composite Center.","Composite Materials"]
["MTAF 2047","Gravimetric Feeder","Gravimetric feeder",null,"U Maine, Advanced Structures and Composite Center, Orono ","Olivia Sanchez","olivia.sanchez@umit.maine.edu","Equipment is available for use after a contract agreement has been made with the Advanced Structures and Composite Center.","Composite Materials"]
["MTAF 2047","Engel ES330 85 ton injection molding machine","Injection molding machine",null,"U Maine, Advanced Structures and Composite Center, Orono ","Olivia Sanchez","olivia.sanchez@umit.maine.edu","Equipment is available for use after a contract agreement has been made with the Advanced Structures and Composite Center.","Composite Materials"]
["MTAF 2047","Strand Pelletizer","Pelletizer",null,"U Maine, Advanced Structures and Composite Center, Orono ","Olivia Sanchez","olivia.sanchez@umit.maine.edu","Equipment is available for use after a contract agreement has been made with the Advanced Structures and Composite Center.","Composite Materials"]
["MTAF 2047","CW Brabender Prep Mixer","Mixer, prep",null,"U Maine, Advanced Structures and Composite Center, Orono ","Olivia Sanchez","olivia.sanchez@umit.maine.edu","Equipment is available for use after a contract agreement has been made with the Advanced Structures and Composite Center.","Composite Materials"]
["MTAF 2047","Melt Flow Indexer","Melt flow indexer",null,"U Maine, Advanced Structures and Composite Center, Orono ","Olivia Sanchez","olivia.sanchez@umit.maine.edu","Equipment is available for use after a contract agreement has been made with the Advanced Structures and Composite Center.","Composite Materials"]
["MTAF 2047","Davis Standard Extruder Heating Clamps","Clamps, extruder, heating",null,"U Maine, Advanced Structures and Composite Center, Orono ","Olivia Sanchez","olivia.sanchez@umit.maine.edu","Equipment is available for use after a contract agreement has been made with the Advanced Structures and Composite Center.","Composite Materials"]
["MTAF 2047","GSC Blender & Platform","Blender",null,"U Maine, Advanced Structures and Composite Center, Orono ","Olivia Sanchez","olivia.sanchez@umit.maine.edu","Equipment is available for use after a contract agreement has been made with the Advanced Structures and Composite Center.","Composite Materials"]
["MTAF 2047","Davis-Standard Woodtruder","Woodtruder",null,"U Maine, Advanced Structures and Composite Center, Orono ","Olivia Sanchez","olivia.sanchez@umit.maine.edu","Equipment is available for use after a contract agreement has been made with the Advanced Structures and Composite Center.","Composite Materials"]
["MTAF 2047","Capillary Rheometer","Capillary rheometer",null,"U Maine, Advanced Structures and Composite Center, Orono ","Olivia Sanchez","olivia.sanchez@umit.maine.edu","Equipment is available for use after a contract agreement has been made with the Advanced Structures and Composite Center.","Composite Materials"]
["MTAF 2047","Static EFM Mixer Model","Mixer",null,"U Maine, Advanced Structures and Composite Center, Orono ","Olivia Sanchez","olivia.sanchez@umit.maine.edu","Equipment is available for use after a contract agreement has been made with the Advanced Structures and Composite Center.","Composite Materials"]
["MTAF 2047","Z die Revision - Solid Profile Mandrels","Mandrel",null,"U Maine, Advanced Structures and Composite Center, Orono ","Olivia Sanchez","olivia.sanchez@umit.maine.edu","Equipment is available for use after a contract agreement has been made with the Advanced Structures and Composite Center.","Composite Materials"]
["MTAF 2052","Munson Shredder","Shredder","Munson Co.","U Maine, Dept. of Chemical and Biological Engineering, Orono","Michael Bilodeau","mbilodeau@maine.edu","Materials handling: Open access on a fee-for-service basis","Forestry & Agriculture"]
["MTAF 2054 BCBB","BioFlo 410 Bioreactor, 15L capacity","Bioreactor","NB Scientific","Technology Research Center 880 Main St. Suite 1, Old Town, ME  ","Amy Luce, Keith Hodgins","Amy Luce, Keith Hodgins","For fee service","Forestry & Agriculture"]
["MTAF 2059","Biomas Drying Oven","Drying oven","Wisconsin","Technology Research Center 880 Main St. Suite 1, Old Town, ME  ","Amy Luce, Keith Hodgins","aluce@umche.maine.edu","For fee service","Forestry & Agriculture"]
["MTAF 3001","ConVap continous evaporator","Evaporator","Alfa Laval","Technology Research Center 880 Main St. Suite 1, Old Town, ME  ","Amy Luce, Keith Hodgins","aluce@umche.maine.edu","For fee service","Forestry & Agriculture"]
["MTAF 3001","Lawson pellet mill","Pellet mill","Lawson Mills","Technology Research Center 880 Main St. Suite 1, Old Town, ME  ","Amy Luce, Keith Hodgins","aluce@umche.maine.edu","For fee service","Forestry & Agriculture"]
["MTAF 3001","Continous Centrifuge","Centrifuge","CEPA","Technology Research Center 880 Main St. Suite 1, Old Town, ME  ","Amy Luce, Keith Hodgins","aluce@umche.maine.edu","For fee service","Forestry & Agriculture"]
["MTAF 3001","Tangential Flow Filtration System","Filtration system","GEA-Niro","Technology Research Center 880 Main St. Suite 1, Old Town, ME  ","Amy Luce, Keith Hodgins","aluce@umche.maine.edu","For fee service","Forestry & Agriculture"]
["MTAF 3001","Parr reactor 20L",null,"Parr ","Technology Research Center 880 Main St. Suite 1, Old Town, ME  ","Amy Luce, Keith Hodgins","aluce@umche.maine.edu","For fee service","Forestry & Agriculture"]
["MTAF 3001","Tube reactor 2''",null,"Parr","Technology Research Center 880 Main St. Suite 1, Old Town, ME  ","Amy Luce, Keith Hodgins","aluce@umche.maine.edu","For fee service","Forestry & Agriculture"]
["MTAF 3001","Cone and plate viscometer","Viscometer","Brookfield","Technology Research Center 880 Main St. Suite 1, Old Town, ME  ","Amy Luce, Keith Hodgins","aluce@umche.maine.edu","For fee service","Forestry & Agriculture"]
["MTAF 3013","Rotovap","Rotovap","Buchi","Technology Research Center 880 Main St. Suite 1, Old Town, ME  ","Amy Luce, Keith Hodgins","aluce@umche.maine.edu","For fee service","Forestry & Agriculture"]
["MTAF 3013","ASTM fractional batch still","Batch still","B/R Instruments","Technology Research Center 880 Main St. Suite 1, Old Town, ME  ","Amy Luce, Keith Hodgins","aluce@umche.maine.edu","For fee service","Forestry & Agriculture"]
["MTAF 3013","4 Stage Mixer settler","Mixer","Rousselet -Robatel","Technology Research Center 880 Main St. Suite 1, Old Town, ME  ","Amy Luce, Keith Hodgins","aluce@umche.maine.edu","For fee service","Forestry & Agriculture"]
["MTAF 3013","TDO (thermal deoxygenation) CSTR",null,"in-house","Technology Research Center 880 Main St. Suite 1, Old Town, ME  ","Amy Luce, Keith Hodgins","aluce@umche.maine.edu","For fee service","Forestry & Agriculture"]
["Non-MTI funded","Online FTIR","FTIR","CAI","Technology Research Center 880 Main St. Suite 1, Old Town, ME  ","Amy Luce, Keith Hodgins","aluce@umche.maine.edu","For fee service","Forestry & Agriculture"]
["Non-MTI funded","3x50 gallon fermentation vessels","Fermentation","in-house","Technology Research Center 880 Main St. Suite 1, Old Town, ME  ","Amy Luce, Keith Hodgins","aluce@umche.maine.edu","For fee service","Forestry & Agriculture"]
["Non-MTI funded","Andritz Sprout-Bauer TMP",null,"legacy","Technology Research Center 880 Main St. Suite 1, Old Town, ME  ","Amy Luce, Keith Hodgins","aluce@umche.maine.edu","For fee service","Forestry & Agriculture"]
["Non-MTI funded","Pilot Web Coater: New 12 in. wide web coater and laminator.","Web coater/laminator","Faustel","U Maine, Dept. of Chemical and Biological Engineering, Orono","Michael Bilodeau","mbilodeau@maine.edu","Coating: Open access on a fee-for-service basis","Forestry & Agriculture"]
["Non-MTI funded","Papermaking: Upgrade to paper machine. New distributed control system, with scanner and instrument package",null,"Honeywell International","U Maine, Dept. of Chemical and Biological Engineering, Orono","Michael Bilodeau","mbilodeau@maine.edu","Papermaking: Open access on a fee-for-service basis","Forestry & Agriculture"]
["Non-MTI funded","Chip Screening: Acrowood Chip Screen","Chip screener","Acrowood","U Maine, Dept. of Chemical and Biological Engineering, Orono","Michael Bilodeau","mbilodeau@maine.edu","Refining: Open access on a fee-for-service basis","Forestry & Agriculture"]
["Non-MTI funded","Refining: Side-mount Agitator - GL&V Omni","Agitator","GL&V USA","U Maine, Dept. of Chemical and Biological Engineering, Orono","Michael Bilodeau","mbilodeau@maine.edu","Refining: Open access on a fee-for-service basis","Forestry & Agriculture"]
["Non-MTI funded","Analytical Chemistry: Mattson Gallery Series FTIR 5000","FTIR 5000","Mattson","U Maine, Dept. of Chemical and Biological Engineering, Orono","Michael Bilodeau","mbilodeau@maine.edu","Analytical Chemistry: Open access on a fee-for-service basis","Forestry & Agriculture"]
["Non-MTI funded","Papermaking: New Advanced Data Collection System with Data Historian",null,"OSI Soft","U Maine, Dept. of Chemical and Biological Engineering, Orono","Michael Bilodeau","mbilodeau@maine.edu","Papermaking: Open access on a fee-for-service basis","Forestry & Agriculture"]
["Non-MTI funded","Parr Reactor model 4843","Parr reactor","Parr Instrument Company","U Maine, Dept. of Chemical and Biological Engineering, Orono","Michael Bilodeau","mbilodeau@maine.edu","Open access on a fee-for-service basis","Forestry & Agriculture"]
["Non-MTI funded","Techpap Handsheet Dryer - Ser. No. 2005-2","Dryer, handsheet","Techpap","U Maine, Dept. of Chemical and Biological Engineering, Orono","Michael Bilodeau","mbilodeau@maine.edu","Open access on a fee-for-service basis","Forestry & Agriculture"]
["Non-MTI funded","Field Endoscope with portable video processor, 2.8 mm Channel, 9.8 m OD 1.35 cm working length","Endoscope","1800Endoscope.com","U Maine, School of Food and Agriculture, Orono / Kind Animal Care","Robert Causey","robert.causey@umit.maine.edu","Partnership with Faculty","Forestry & Agriculture"]
["Non-MTI funded","Field Endoscope with portable video processor, 2.8 mm Channel, 9.8 m OD 1.5 mm working length","Endoscope","Fiegert","U Maine, School of Food and Agriculture, Orono/Foxcroft Veterinary Services","Robert Causey","robert.causey@umit.maine.edu","Partnership with Faculty","Forestry & Agriculture"]
["Non-MTI funded","High Resolution Video Gastroscope, 2.8 mm Channell, 10.8 OD, 1100mm Working Length","Gastroscope","Fuginon","U Maine, School of Food and Agriculture, Orono/Witter Center","Robert Causey","robert.causey@umit.maine.edu","Partnership with Faculty","Forestry & Agriculture"]
["Non-MTI funded","Standard Video gastroscope, 2.8 mm Channel, 9.3 mm OD 1100mm Working Length","Gastroscope","Fuginon","U Maine, School of Food and Agriculture, Orono/Witter Center","Robert Causey","robert.causey@umit.maine.edu","Partnership with Faculty","Forestry & Agriculture"]
["Non-MTI funded","Analytical Chemistry: Carbohydrate and lignin analysis, specialty extraction and effluent testing, gas chromotopography/mass spectroscopy",null,null,"Process Development Center, U Maine, Dept. of Chemical and Biological Engineering, Orono","Michael Bilodeau","mbilodeau@maine.edu","Open access on a fee-for-service basis","Forestry & Agriculture"]
["Non-MTI funded","Bleaching: Bench Scale Oxygen Delignification Reactor, Quantum High Shear, Pressurized Reactor w/ Ozone Generator \" bag bleaching\" Capacity",null,null,"Process Development Center, U Maine, Dept. of Chemical and Biological Engineering, Orono","Michael Bilodeau","mbilodeau@maine.edu","Open access on a fee-for-service basis","Forestry & Agriculture"]
["Non-MTI funded","Coating: FAUSTEL - new 12\" wide Web Coater and Laminator. Uses base paper from pilot paper machine or commercially-made base papers. Capable of prototype development or small test market production runs","Web coater/laminator",null,"Process Development Center, U Maine, Dept. of Chemical and Biological Engineering, Orono","Michael Bilodeau","mbilodeau@maine.edu","Open access on a fee-for-service basis","Forestry & Agriculture"]
["Non-MTI funded","Finishing: BELOIT Heated Soft Nip Calendar, 3 roll hydraulically loaded Stack Roll, roll temerature up to 600 deg. F, sheet and web feed 12\" sheet width",null,null,"Process Development Center, U Maine, Dept. of Chemical and Biological Engineering, Orono","Michael Bilodeau","mbilodeau@maine.edu","Open access on a fee-for-service basis","Forestry & Agriculture"]
["Non-MTI funded","Gas Testing and Analysis: Landfill Gas testing by GC/Mass Spec","GC/MS",null,"Process Development Center, U Maine, Dept. of Chemical and Biological Engineering, Orono","Michael Bilodeau","mbilodeau@maine.edu","Open access on a fee-for-service basis","Forestry & Agriculture"]
["Non-MTI funded","Papermaking: Pilot Paper Machine 13\" trim, 150 fpm maximum speed, 25 gsm to 200 basis wt range, Flooded Cip Size Press, Capable of using only size press w/o wet end, One-sided spray coating application, Four steel roll stack, New state of the Art Distributed Control Shystem, including scanner and instrument package, advanced data collection system and data historian","Paper machine",null,"Process Development Center, U Maine, Dept. of Chemical and Biological Engineering, Orono","Michael Bilodeau","mbilodeau@maine.edu","Open access on a fee-for-service basis","Forestry & Agriculture"]
["Non-MTI funded","Pulp and Paper Testing; Capability to perform most TAPPI Standard Test Methods, Fiber Morphology analysis, KRK Printability Tester, Mutek Charge",null,null,"Process Development Center, U Maine, Dept. of Chemical and Biological Engineering, Orono","Michael Bilodeau","mbilodeau@maine.edu","Open access on a fee-for-service basis","Forestry & Agriculture"]
["Non-MTI funded","Pulping: Rocking Digester (2 kg capacity), Alkali Profiling Digester, FBRI Digester/Extractor, Adirondack Pulp Disintegrator, Slotted Plate Stock Screen, Oxygen Delignification Reactor",null,null,"Process Development Center, U Maine, Dept. of Chemical and Biological Engineering, Orono","Michael Bilodeau","mbilodeau@maine.edu","Open access on a fee-for-service basis","Forestry & Agriculture"]
["Non-MTI funded","Stock Prep: Two hydropulpers, Two Dis Refiners (13\", 20\") with Variable Speed Motor, Stock Tanks - Two 3000 gallon Two 1500 gallon, Two 900 gallon, PFI mills, Various centricleaner systems","Hydropulpers",null,"Process Development Center, U Maine, Dept. of Chemical and Biological Engineering, Orono","Michael Bilodeau","mbilodeau@maine.edu","Open access on a fee-for-service basis","Forestry & Agriculture"]
["Other","Wood/Biomass Processing: 9\" Carthage Chipper, Klockner Hammermill Chip Classifier",null,null,"Process Development Center, U Maine, Dept. of Chemical and Biological Engineering, Orono","Michael Bilodeau","mbilodeau@maine.edu","Open access on a fee-for-service basis","Forestry & Agriculture"]
["Other","Large color scanner","Scanner","ColorTrac","Folsom Hall 201, UMPI, Presque Isle","Chunzeng Wang","chunzeng.wang@umpi.edu","Research agreement","Information Technology"]
["Other","HP Elitebook 6580 laptops (4 of them)","Laptop","HP","Folsom Hall 201, UMPI, Presque Isle","Chunzeng Wang","chunzeng.wang@umpi.edu","Workshops, partnerships, research agreement","Information Technology"]
["Other","HP Z400 Workstation computers (20 of them)","Computer","HP","Folsom Hall 201, UMPI, Presque Isle","Chunzeng Wang","chunzeng.wang@umpi.edu","Workshops, partnerships, research agreement","Information Technology"]
["Other","GPS units (4 of them)","GPS","Trimble","Folsom Hall 201, UMPI, Presque Isle","Chunzeng Wang","chunzeng.wang@umpi.edu","Workshops, partnerships, research agreement","Information Technology"]
["Other","Vector Signal Generator","Signal generator","Anritsu","U Maine WiSe-Net Lab","Ali Abedi","ali.abedi@maine.edu","Project depending/negotiable","Information Technology"]
["Other","Network software (Mentum planet)",null,"Mentum","U Maine WiSe-Net Lab","Ali Abedi","ali.abedi@maine.edu","Project depending/negotiable","Information Technology"]
["Other","FPGA Based Software Defined Radio Development Kits",null,"SoleNet and Ettus","U Maine WiSe-Net Lab","Ali Abedi","ali.abedi@maine.edu","Project depending/negotiable","Information Technology"]
["Other","Wireless Channel Emulator",null,"Spirent","U Maine WiSe-Net Lab","Ali Abedi","ali.abedi@maine.edu","Project depending/negotiable","Information Technology"]
["Other","High Memory Computer","Computer","SUN","U Maine WiSe-Net Lab","Ali Abedi","ali.abedi@maine.edu","Project depending/negotiable","Information Technology"]
["Other","E5061B Agilent 3 GHz VNA",null,"Agilent","U Maine, RF and Electromagnetics Lab, Orono","Professor Mauricio Pereira da Cunha","mdacunha@maine.edu","Contract with University of Maine office for cooperation","Information Technology"]
["Other","E8257D PSG High Frequency Analog  Signal Generator","Signal generator","Agilent","U Maine, RF and Electromagnetics Lab, Orono","Professor Mauricio Pereira da Cunha","mdacunha@maine.edu","Contract with University of Maine office for cooperation","Information Technology"]
["Other","N1912A 2-Channel Power meter",null,"Agilent","U Maine, RF and Electromagnetics Lab, Orono","Professor Mauricio Pereira da Cunha","mdacunha@maine.edu","Contract with University of Maine office for cooperation","Information Technology"]
["Other","N5182A-506 6 GHz MXG Signal Generator","Signal generator","Agilent","U Maine, RF and Electromagnetics Lab, Orono","Professor Mauricio Pereira da Cunha","mdacunha@maine.edu","Contract with University of Maine office for cooperation","Information Technology"]
["Other","N5242A 26 GHz PNA-X (Nonlinear VNA)",null,"Agilent","U Maine, RF and Electromagnetics Lab, Orono","Professor Mauricio Pereira da Cunha","mdacunha@maine.edu","Contract with University of Maine office for cooperation","Information Technology"]
["Other","N9020A MXA Spectrum Analyzer","Spectrum analyzer","Agilent","U Maine, RF and Electromagnetics Lab, Orono","Professor Mauricio Pereira da Cunha","mdacunha@maine.edu","Contract with University of Maine office for cooperation","Information Technology"]
["Other","Lecroy Oscilloscope WR 204Xi-A 2 GHz, 4 ch","Oscilloscope","Lecroy","U Maine, RF and Electromagnetics Lab, Orono","Professor Mauricio Pereira da Cunha","mdacunha@maine.edu","Contract with University of Maine office for cooperation","Information Technology"]
["Other","LPKF Protomat System Suite",null,"LPKF","U Maine, RF and Electromagnetics Lab, Orono","Professor Mauricio Pereira da Cunha","mdacunha@maine.edu","Contract with University of Maine office for cooperation","Information Technology"]
["Other","Shopsaber 4896 table router (4hp) High Frequency Spindle, vacuum hold-down system and t-slot table","Router","Shopsaber","CNC Lab, University of Maine","Owen Smith",null,"All equipment use must be approved by IMRC Director and must adhere to policies and procedures of the IMRC Center.  In general, this means that the equipment must be used at the IMRC Center, users must have needed technical and/or safety training, and projects/uses must fit the aims and mission of the IMRC Center.","Information Technology"]
["Other","Rolland MDX-20 3D scanning and milling machine","Milling machine","Rolland","CNC Lab, University of Maine","Owen Smith",null,"All equipment use must be approved by IMRC Director and must adhere to policies and procedures of the IMRC Center.  In general, this means that the equipment must be used at the IMRC Center, users must have needed technical and/or safety training, and projects/uses must fit the aims and mission of the IMRC Center.","Information Technology"]
["Other","Two soldering stations with custom ventilation system","Soldering station",null,"Electronics Lab, University of Maine","Owen Smith",null,"All equipment use must be approved by IMRC Director and must adhere to policies and procedures of the IMRC Center.  In general, this means that the equipment must be used at the IMRC Center, users must have needed technical and/or safety training, and projects/uses must fit the aims and mission of the IMRC Center.","Information Technology"]
["Other","Circuit board mill",null,null,"Electronics Lab, University of Maine","Owen Smith",null,"All equipment use must be approved by IMRC Director and must adhere to policies and procedures of the IMRC Center.  In general, this means that the equipment must be used at the IMRC Center, users must have needed technical and/or safety training, and projects/uses must fit the aims and mission of the IMRC Center.","Information Technology"]
["Other","Electronics workstations with: Agilent 34410A 6.5 Digit Digital Multimeter, Agilent E3631A Programmable DC Power Supply, Agilent 33120A function/arbitrary waveform generator, Agilent MSOXA2024A Digital and Analog Oscilloscope",null,"Agilent","Electronics Lab, University of Maine","Owen Smith",null,"All equipment use must be approved by IMRC Director and must adhere to policies and procedures of the IMRC Center.  In general, this means that the equipment must be used at the IMRC Center, users must have needed technical and/or safety training, and projects/uses must fit the aims and mission of the IMRC Center.","Information Technology"]
["Scanning Electron Microscope","Large format printing Epson Stylus Pro 9900 44'' wide","Printer","Epson","Prototyping Studio, University of Maine","Owen Smith",null,"All equipment use must be approved by IMRC Director and must adhere to policies and procedures of the IMRC Center.  In general, this means that the equipment must be used at the IMRC Center, users must have needed technical and/or safety training, and projects/uses must fit the aims and mission of the IMRC Center.","Information Technology"]
["SG3311","Signmaking, Large format thermal transfer vinyl printer/cutter Summa DC4","Vinyl printer/cutter","Summa USA","Prototyping Studio, University of Maine","Owen Smith",null,"All equipment use must be approved by IMRC Director and must adhere to policies and procedures of the IMRC Center.  In general, this means that the equipment must be used at the IMRC Center, users must have needed technical and/or safety training, and projects/uses must fit the aims and mission of the IMRC Center.","Information Technology"]
["TF 1074/2053","Digital embrodiery and Sewing, HUSQVARNA VIKIN Designer Topaz 30","Sewing, embroidery","Husqvarna Viking","Prototyping Studio, University of Maine","Owen Smith",null,"All equipment use must be approved by IMRC Director and must adhere to policies and procedures of the IMRC Center.  In general, this means that the equipment must be used at the IMRC Center, users must have needed technical and/or safety training, and projects/uses must fit the aims and mission of the IMRC Center.","Information Technology"]
["TF 1074/2053","Sewing, Brother 3034D serger","Sewing ","Brother","Prototyping Studio, University of Maine","Owen Smith",null,"All equipment use must be approved by IMRC Director and must adhere to policies and procedures of the IMRC Center.  In general, this means that the equipment must be used at the IMRC Center, users must have needed technical and/or safety training, and projects/uses must fit the aims and mission of the IMRC Center.","Information Technology"]
["TF 1074/2053","Sewing, HUSQVARNA VIKING 5D Embrodiery System software","Sewing","Husqvarna Viking","Prototyping Studio, University of Maine","Owen Smith",null,"All equipment use must be approved by IMRC Director and must adhere to policies and procedures of the IMRC Center.  In general, this means that the equipment must be used at the IMRC Center, users must have needed technical and/or safety training, and projects/uses must fit the aims and mission of the IMRC Center.","Information Technology"]
["TF 2022","Color proofing printer, Xerox Phaser 7500DN","Printer","Xerox","Prototyping Studio, University of Maine","Owen Smith",null,"All equipment use must be approved by IMRC Director and must adhere to policies and procedures of the IMRC Center.  In general, this means that the equipment must be used at the IMRC Center, users must have needed technical and/or safety training, and projects/uses must fit the aims and mission of the IMRC Center.","Information Technology"]
["TF 2022","Digitizing Tablet, Wacom Intuos (2)",null,"Wacom","Prototyping Studio, University of Maine","Owen Smith",null,"All equipment use must be approved by IMRC Director and must adhere to policies and procedures of the IMRC Center.  In general, this means that the equipment must be used at the IMRC Center, users must have needed technical and/or safety training, and projects/uses must fit the aims and mission of the IMRC Center.","Information Technology"]
["TF 2022","Laser Engraving/Cutting System:  Universal VersaLaser VLS4.60 50W 24\" x 18\"x9\" Bed and rotary attachment","Laser engraver","Universal Laser Systems","Prototyping Studio, University of Maine","Owen Smith",null,"All equipment use must be approved by IMRC Director and must adhere to policies and procedures of the IMRC Center.  In general, this means that the equipment must be used at the IMRC Center, users must have needed technical and/or safety training, and projects/uses must fit the aims and mission of the IMRC Center.","Information Technology"]
["TF 2022","Mac Pro tower w/ dual 24\" screens (2)",null,"Macintosh","Prototyping Studio, University of Maine","Owen Smith",null,"All equipment use must be approved by IMRC Director and must adhere to policies and procedures of the IMRC Center.  In general, this means that the equipment must be used at the IMRC Center, users must have needed technical and/or safety training, and projects/uses must fit the aims and mission of the IMRC Center.","Information Technology"]
["TF 2022","24\" Black Cat Cougar digital die cutter","Digital die cutter","Black Cat Cougar","Prototyping Studio, University of Maine","Owen Smith",null,"All equipment use must be approved by IMRC Director and must adhere to policies and procedures of the IMRC Center.  In general, this means that the equipment must be used at the IMRC Center, users must have needed technical and/or safety training, and projects/uses must fit the aims and mission of the IMRC Center.","Information Technology"]
["TF 2022","Epson 4800 printer","Printer","Epson","Prototyping Studio, University of Maine","Owen Smith",null,"All equipment use must be approved by IMRC Director and must adhere to policies and procedures of the IMRC Center.  In general, this means that the equipment must be used at the IMRC Center, users must have needed technical and/or safety training, and projects/uses must fit the aims and mission of the IMRC Center.","Information Technology"]
["TF 2022","24\" Laminator","Laminator",null,"Prototyping Studio, University of Maine","Owen Smith",null,"All equipment use must be approved by IMRC Director and must adhere to policies and procedures of the IMRC Center.  In general, this means that the equipment must be used at the IMRC Center, users must have needed technical and/or safety training, and projects/uses must fit the aims and mission of the IMRC Center.","Information Technology"]
["TF 2022","3D printer Zcops Z450 (2)","3D printer",null,"Prototyping Studio, University of Maine","Owen Smith",null,"All equipment use must be approved by IMRC Director and must adhere to policies and procedures of the IMRC Center.  In general, this means that the equipment must be used at the IMRC Center, users must have needed technical and/or safety training, and projects/uses must fit the aims and mission of the IMRC Center.","Information Technology"]
["TF 2022","RepRap Prusa Mendel 3D printer","3D printer",null,"Prototyping Studio, University of Maine","Owen Smith",null,"All equipment use must be approved by IMRC Director and must adhere to policies and procedures of the IMRC Center.  In general, this means that the equipment must be used at the IMRC Center, users must have needed technical and/or safety training, and projects/uses must fit the aims and mission of the IMRC Center.","Information Technology"]
["TF 2022","Bandsaw, JET 708749B JWBS-16Bin","Bandsaw",null,"Fabrication Studio, University of Maine","Owen Smith",null,"All equipment use must be approved by IMRC Director and must adhere to policies and procedures of the IMRC Center.  In general, this means that the equipment must be used at the IMRC Center, users must have needed technical and/or safety training, and projects/uses must fit the aims and mission of the IMRC Center.","Information Technology"]
["TF 2022","Delta 18-900L 18in laser drill press","Laser drill press","Delta","Fabrication Studio, University of Maine","Owen Smith",null,"All equipment use must be approved by IMRC Director and must adhere to policies and procedures of the IMRC Center.  In general, this means that the equipment must be used at the IMRC Center, users must have needed technical and/or safety training, and projects/uses must fit the aims and mission of the IMRC Center.","Information Technology"]
["TF 2022","Shop air system:  Ingersoll-Rand 2475N7.5-P, 7.5HP, 80 gal, 24 CFM@175PSI",null,"Ingersoll-Rand","Fabrication Studio, University of Maine","Owen Smith",null,"All equipment use must be approved by IMRC Director and must adhere to policies and procedures of the IMRC Center.  In general, this means that the equipment must be used at the IMRC Center, users must have needed technical and/or safety training, and projects/uses must fit the aims and mission of the IMRC Center.","Information Technology"]
["TF 2022","SawStop Industrial Cabinet Saw","Saw","SawStop","Fabrication Studio, University of Maine","Owen Smith",null,"All equipment use must be approved by IMRC Director and must adhere to policies and procedures of the IMRC Center.  In general, this means that the equipment must be used at the IMRC Center, users must have needed technical and/or safety training, and projects/uses must fit the aims and mission of the IMRC Center.","Information Technology"]
["TF 2022","DeWalt DW718 12\" Dual-bevel sliding compound miter","Saw, miter","DeWalt","Fabrication Studio, University of Maine","Owen Smith",null,"All equipment use must be approved by IMRC Director and must adhere to policies and procedures of the IMRC Center.  In general, this means that the equipment must be used at the IMRC Center, users must have needed technical and/or safety training, and projects/uses must fit the aims and mission of the IMRC Center.","Information Technology"]
["TF 2022","DeWalt DW734 12-1/2' planer with three knife cutter-head","Planer","DeWalt","Fabrication Studio, University of Maine","Owen Smith",null,"All equipment use must be approved by IMRC Director and must adhere to policies and procedures of the IMRC Center.  In general, this means that the equipment must be used at the IMRC Center, users must have needed technical and/or safety training, and projects/uses must fit the aims and mission of the IMRC Center.","Information Technology"]
["TF 2022","Metalforming, 30\" Jet SBR-30N Shear, brake,roller",null,null,"Fabrication Studio, University of Maine","Owen Smith",null,"All equipment use must be approved by IMRC Director and must adhere to policies and procedures of the IMRC Center.  In general, this means that the equipment must be used at the IMRC Center, users must have needed technical and/or safety training, and projects/uses must fit the aims and mission of the IMRC Center.","Information Technology"]
["TF 2022","Formech 660 Manual Vacuum Former","Vacuum former","Formech","Fabrication Studio, University of Maine","Owen Smith",null,"All equipment use must be approved by IMRC Director and must adhere to policies and procedures of the IMRC Center.  In general, this means that the equipment must be used at the IMRC Center, users must have needed technical and/or safety training, and projects/uses must fit the aims and mission of the IMRC Center.","Information Technology"]
["TF 2022","Complete Red Cinema Package:  Epic-X (Full 5k Digital Video Camera), Canon Amuminum Lens Mount, Red SSD Side handle, Red 5\" Touch Screen Controller, Red DSMC Side Handle, Redmote Wireless Controller, Red Pro I/O Audio Module, Red 1.8\" SSD 64GB(4), Redvolt Batteries, Redvolt Battery Charger, Red Pro Battery Module, Red Rocket Graphics Card, Red Clutch Shoulder Rig, Red Epic Pelican Case","Digital video camera",null,null,"Owen Smith",null,"All equipment use must be approved by IMRC Director and must adhere to policies and procedures of the IMRC Center.  In general, this means that the equipment must be used at the IMRC Center, users must have needed technical and/or safety training, and projects/uses must fit the aims and mission of the IMRC Center.","Information Technology"]
["TF 2022","Lenses: Canon 8-15mm f4L, Canon 16-35mm f2.8L, Canon 24-70mm f2.8L, Canon 24mm f1.4L, Canon 100mm Macro f.28L","Lenses, camera","Canon",null,"Owen Smith",null,"All equipment use must be approved by IMRC Director and must adhere to policies and procedures of the IMRC Center.  In general, this means that the equipment must be used at the IMRC Center, users must have needed technical and/or safety training, and projects/uses must fit the aims and mission of the IMRC Center.","Information Technology"]
["TF 2022","Zolinger XT2000 Gold Series Steadycam system","Steadycam system","Zolinger",null,"Owen Smith",null,"All equipment use must be approved by IMRC Director and must adhere to policies and procedures of the IMRC Center.  In general, this means that the equipment must be used at the IMRC Center, users must have needed technical and/or safety training, and projects/uses must fit the aims and mission of the IMRC Center.","Information Technology"]
["TF 2022","Kessler Pocket Dolly Standard Length 39.5\"","Dolly, camera","Kessler",null,"Owen Smith",null,"All equipment use must be approved by IMRC Director and must adhere to policies and procedures of the IMRC Center.  In general, this means that the equipment must be used at the IMRC Center, users must have needed technical and/or safety training, and projects/uses must fit the aims and mission of the IMRC Center.","Information Technology"]
["TF 2022","Losmandy Standard Porta-jib 72\"","Porta-jib","Losmandy",null,"Owen Smith",null,"All equipment use must be approved by IMRC Director and must adhere to policies and procedures of the IMRC Center.  In general, this means that the equipment must be used at the IMRC Center, users must have needed technical and/or safety training, and projects/uses must fit the aims and mission of the IMRC Center.","Information Technology"]
["TF 2022","Losmandy 4 Legged Spider Dolly with 40' of Flex Track","Dolly, spider","Losmandy",null,"Owen Smith",null,"All equipment use must be approved by IMRC Director and must adhere to policies and procedures of the IMRC Center.  In general, this means that the equipment must be used at the IMRC Center, users must have needed technical and/or safety training, and projects/uses must fit the aims and mission of the IMRC Center.","Information Technology"]
["TF 2022","Sachtler 18 S1 Fluid Head and Tripod System","Tripod system","Sachtler",null,"Owen Smith",null,"All equipment use must be approved by IMRC Director and must adhere to policies and procedures of the IMRC Center.  In general, this means that the equipment must be used at the IMRC Center, users must have needed technical and/or safety training, and projects/uses must fit the aims and mission of the IMRC Center.","Information Technology"]
["TF 2022"," Manfrotto 502 Pro Video Tripod System (2)","Tripod system","Manfrotto",null,"Owen Smith",null,"All equipment use must be approved by IMRC Director and must adhere to policies and procedures of the IMRC Center.  In general, this means that the equipment must be used at the IMRC Center, users must have needed technical and/or safety training, and projects/uses must fit the aims and mission of the IMRC Center.","Information Technology"]
["TF 2022","Arri Tungsten 4 Light Kit","Light kit","Arri",null,"Owen Smith",null,"All equipment use must be approved by IMRC Director and must adhere to policies and procedures of the IMRC Center.  In general, this means that the equipment must be used at the IMRC Center, users must have needed technical and/or safety training, and projects/uses must fit the aims and mission of the IMRC Center.","Information Technology"]
["TF 2022","Altman Foto Pac 3 Light Kit","Light kit","Altman",null,"Owen Smith",null,"All equipment use must be approved by IMRC Director and must adhere to policies and procedures of the IMRC Center.  In general, this means that the equipment must be used at the IMRC Center, users must have needed technical and/or safety training, and projects/uses must fit the aims and mission of the IMRC Center.","Information Technology"]
["TF 2022","Impact Air-Cushioned All-Purpose Light Stand (5)","Light stand","Impact Studio Lighting",null,"Owen Smith",null,"All equipment use must be approved by IMRC Director and must adhere to policies and procedures of the IMRC Center.  In general, this means that the equipment must be used at the IMRC Center, users must have needed technical and/or safety training, and projects/uses must fit the aims and mission of the IMRC Center.","Information Technology"]
["TF 2022","Westcott Illuminator Extension Arm (5)","Illuminator extension arm","Westcott",null,"Owen Smith",null,"All equipment use must be approved by IMRC Director and must adhere to policies and procedures of the IMRC Center.  In general, this means that the equipment must be used at the IMRC Center, users must have needed technical and/or safety training, and projects/uses must fit the aims and mission of the IMRC Center.","Information Technology"]
["TF 2022","Impact Saddle-bag Sand bags (10)",null,"Impact Studio Lighting",null,"Owen Smith",null,"All equipment use must be approved by IMRC Director and must adhere to policies and procedures of the IMRC Center.  In general, this means that the equipment must be used at the IMRC Center, users must have needed technical and/or safety training, and projects/uses must fit the aims and mission of the IMRC Center.","Information Technology"]
["TF 2022","Impact 5 in 1 collapsible reflector disc set 42\"","Reflector disc set","Impact Studio Lighting",null,"Owen Smith",null,"All equipment use must be approved by IMRC Director and must adhere to policies and procedures of the IMRC Center.  In general, this means that the equipment must be used at the IMRC Center, users must have needed technical and/or safety training, and projects/uses must fit the aims and mission of the IMRC Center.","Information Technology"]
["TF 2022","Impact 7 in 1 rectangular reflector disc set 42\"x72\"","Reflector disc set","Impact Studio Lighting",null,"Owen Smith",null,"All equipment use must be approved by IMRC Director and must adhere to policies and procedures of the IMRC Center.  In general, this means that the equipment must be used at the IMRC Center, users must have needed technical and/or safety training, and projects/uses must fit the aims and mission of the IMRC Center.","Information Technology"]
["TF 2022","Impact Super Collapsible chroma green background 8'x16'",null,"Impact Studio Lighting",null,"Owen Smith",null,"All equipment use must be approved by IMRC Director and must adhere to policies and procedures of the IMRC Center.  In general, this means that the equipment must be used at the IMRC Center, users must have needed technical and/or safety training, and projects/uses must fit the aims and mission of the IMRC Center.","Information Technology"]
["TF 2022","Westcott Scrim Jim Large Reflector kit 72\"x72\"","Reflector kit","Westcott",null,"Owen Smith",null,"All equipment use must be approved by IMRC Director and must adhere to policies and procedures of the IMRC Center.  In general, this means that the equipment must be used at the IMRC Center, users must have needed technical and/or safety training, and projects/uses must fit the aims and mission of the IMRC Center.","Information Technology"]
["TF 2022","Malone Design Works MC Desk",null,null,null,"Owen Smith",null,"All equipment use must be approved by IMRC Director and must adhere to policies and procedures of the IMRC Center.  In general, this means that the equipment must be used at the IMRC Center, users must have needed technical and/or safety training, and projects/uses must fit the aims and mission of the IMRC Center.","Information Technology"]
["TF 2022","Euphonix Artist Mix (3)",null,"Euphonix",null,"Owen Smith",null,"All equipment use must be approved by IMRC Director and must adhere to policies and procedures of the IMRC Center.  In general, this means that the equipment must be used at the IMRC Center, users must have needed technical and/or safety training, and projects/uses must fit the aims and mission of the IMRC Center.","Information Technology"]
["TF 2022","Euphonix Artist Control",null,"Euphonix",null,"Owen Smith",null,"All equipment use must be approved by IMRC Director and must adhere to policies and procedures of the IMRC Center.  In general, this means that the equipment must be used at the IMRC Center, users must have needed technical and/or safety training, and projects/uses must fit the aims and mission of the IMRC Center.","Information Technology"]
["TF 2022","Apogee Symphony I/O",null,"Apogee Symphony",null,"Owen Smith",null,"All equipment use must be approved by IMRC Director and must adhere to policies and procedures of the IMRC Center.  In general, this means that the equipment must be used at the IMRC Center, users must have needed technical and/or safety training, and projects/uses must fit the aims and mission of the IMRC Center.","Information Technology"]
["TF 2022","Apogee Symphony I/O (8analog I/O - AES I/O (2)",null,"Apogee Symphony",null,"Owen Smith",null,"All equipment use must be approved by IMRC Director and must adhere to policies and procedures of the IMRC Center.  In general, this means that the equipment must be used at the IMRC Center, users must have needed technical and/or safety training, and projects/uses must fit the aims and mission of the IMRC Center.","Information Technology"]
["TF 2022","Apogee Symphony I/O (8 mic pre amp)",null,"Apogee Symphony",null,"Owen Smith",null,"All equipment use must be approved by IMRC Director and must adhere to policies and procedures of the IMRC Center.  In general, this means that the equipment must be used at the IMRC Center, users must have needed technical and/or safety training, and projects/uses must fit the aims and mission of the IMRC Center.","Information Technology"]
["TF 2022"," Apogee Symphony 64",null,"Apogee Symphony",null,"Owen Smith",null,"All equipment use must be approved by IMRC Director and must adhere to policies and procedures of the IMRC Center.  In general, this means that the equipment must be used at the IMRC Center, users must have needed technical and/or safety training, and projects/uses must fit the aims and mission of the IMRC Center.","Information Technology"]
["TF 2022","Avalon VT-737 sp Mic preamp",null,"Avalon Design",null,"Owen Smith",null,"All equipment use must be approved by IMRC Director and must adhere to policies and procedures of the IMRC Center.  In general, this means that the equipment must be used at the IMRC Center, users must have needed technical and/or safety training, and projects/uses must fit the aims and mission of the IMRC Center.","Information Technology"]
["TF 2022","Universal Audio LA-610 Mk II Channel strip ",null,"Universal Audio",null,"Owen Smith",null,"All equipment use must be approved by IMRC Director and must adhere to policies and procedures of the IMRC Center.  In general, this means that the equipment must be used at the IMRC Center, users must have needed technical and/or safety training, and projects/uses must fit the aims and mission of the IMRC Center.","Information Technology"]
["TF 2022","Solid State Logic XLogic Alpha channel (2)",null,"Xlogic",null,"Owen Smith",null,"All equipment use must be approved by IMRC Director and must adhere to policies and procedures of the IMRC Center.  In general, this means that the equipment must be used at the IMRC Center, users must have needed technical and/or safety training, and projects/uses must fit the aims and mission of the IMRC Center.","Information Technology"]
["TF 2022","Focusrite ISA428 MkII 4 channel preamp Apple iMac (27\" 3.1GHz i5)",null,null,null,"Owen Smith",null,"All equipment use must be approved by IMRC Director and must adhere to policies and procedures of the IMRC Center.  In general, this means that the equipment must be used at the IMRC Center, users must have needed technical and/or safety training, and projects/uses must fit the aims and mission of the IMRC Center.","Information Technology"]
["TF 2022","Glyph Gt 062E (2TB-7200RPM) (3)",null,"Glyph Tech",null,"Owen Smith",null,"All equipment use must be approved by IMRC Director and must adhere to policies and procedures of the IMRC Center.  In general, this means that the equipment must be used at the IMRC Center, users must have needed technical and/or safety training, and projects/uses must fit the aims and mission of the IMRC Center.","Information Technology"]
["TF 2022","Avid Pro Tools 10",null,null,null,"Owen Smith",null,"All equipment use must be approved by IMRC Director and must adhere to policies and procedures of the IMRC Center.  In general, this means that the equipment must be used at the IMRC Center, users must have needed technical and/or safety training, and projects/uses must fit the aims and mission of the IMRC Center.","Information Technology"]
["TF 2022","Apple Logic Studio 9",null,null,null,"Owen Smith",null,"All equipment use must be approved by IMRC Director and must adhere to policies and procedures of the IMRC Center.  In general, this means that the equipment must be used at the IMRC Center, users must have needed technical and/or safety training, and projects/uses must fit the aims and mission of the IMRC Center.","Information Technology"]
["TF 2022","Propellerhead Reason 6",null,null,null,"Owen Smith",null,"All equipment use must be approved by IMRC Director and must adhere to policies and procedures of the IMRC Center.  In general, this means that the equipment must be used at the IMRC Center, users must have needed technical and/or safety training, and projects/uses must fit the aims and mission of the IMRC Center.","Information Technology"]
["TF 2022","Waves Diamond Bundle Native",null,null,null,"Owen Smith",null,"All equipment use must be approved by IMRC Director and must adhere to policies and procedures of the IMRC Center.  In general, this means that the equipment must be used at the IMRC Center, users must have needed technical and/or safety training, and projects/uses must fit the aims and mission of the IMRC Center.","Information Technology"]
["TF 2022","Synthogy Ivory II Grand Pianos",null,"Synthogy",null,"Owen Smith",null,"All equipment use must be approved by IMRC Director and must adhere to policies and procedures of the IMRC Center.  In general, this means that the equipment must be used at the IMRC Center, users must have needed technical and/or safety training, and projects/uses must fit the aims and mission of the IMRC Center.","Information Technology"]
["TF 2022","Akai Professional MPK88 88key controller",null,"Akai",null,"Owen Smith",null,"All equipment use must be approved by IMRC Director and must adhere to policies and procedures of the IMRC Center.  In general, this means that the equipment must be used at the IMRC Center, users must have needed technical and/or safety training, and projects/uses must fit the aims and mission of the IMRC Center.","Information Technology"]
["TF 2022","Roland HandSonic 15 percussion controller",null,"Roland",null,"Owen Smith",null,"All equipment use must be approved by IMRC Director and must adhere to policies and procedures of the IMRC Center.  In general, this means that the equipment must be used at the IMRC Center, users must have needed technical and/or safety training, and projects/uses must fit the aims and mission of the IMRC Center.","Information Technology"]
["TF 2022","Shure SM57 microphone (6)","Microphone","Shure",null,"Owen Smith",null,"All equipment use must be approved by IMRC Director and must adhere to policies and procedures of the IMRC Center.  In general, this means that the equipment must be used at the IMRC Center, users must have needed technical and/or safety training, and projects/uses must fit the aims and mission of the IMRC Center.","Information Technology"]
["TF 2022","Audix OM-3 microphone (4)","Microphone","Audix",null,"Owen Smith",null,"All equipment use must be approved by IMRC Director and must adhere to policies and procedures of the IMRC Center.  In general, this means that the equipment must be used at the IMRC Center, users must have needed technical and/or safety training, and projects/uses must fit the aims and mission of the IMRC Center.","Information Technology"]
["TF 2022","Earthworks QTC30 Matched Pair",null,"Earthworks Audio",null,"Owen Smith",null,"All equipment use must be approved by IMRC Director and must adhere to policies and procedures of the IMRC Center.  In general, this means that the equipment must be used at the IMRC Center, users must have needed technical and/or safety training, and projects/uses must fit the aims and mission of the IMRC Center.","Information Technology"]
["TF 2022","Sennheiser MD 421 II microphone","Microphone","Sennheiser",null,"Owen Smith",null,"All equipment use must be approved by IMRC Director and must adhere to policies and procedures of the IMRC Center.  In general, this means that the equipment must be used at the IMRC Center, users must have needed technical and/or safety training, and projects/uses must fit the aims and mission of the IMRC Center.","Information Technology"]
["TF 2022","Miktek PM10 mic","Microphone","Miktek Audio",null,"Owen Smith",null,"All equipment use must be approved by IMRC Director and must adhere to policies and procedures of the IMRC Center.  In general, this means that the equipment must be used at the IMRC Center, users must have needed technical and/or safety training, and projects/uses must fit the aims and mission of the IMRC Center.","Information Technology"]
["TF 2022","Miktek PMD4 mic kit","Microphone","Miktek Audio",null,"Owen Smith",null,"All equipment use must be approved by IMRC Director and must adhere to policies and procedures of the IMRC Center.  In general, this means that the equipment must be used at the IMRC Center, users must have needed technical and/or safety training, and projects/uses must fit the aims and mission of the IMRC Center.","Information Technology"]
["TF 2022","Neumann U87 Ai Set Z (Nickel w/ shockmount)",null,"Neumann USA",null,"Owen Smith",null,"All equipment use must be approved by IMRC Director and must adhere to policies and procedures of the IMRC Center.  In general, this means that the equipment must be used at the IMRC Center, users must have needed technical and/or safety training, and projects/uses must fit the aims and mission of the IMRC Center.","Information Technology"]
["TF 2022","Blue Microphones bluebird microphones (2)","Microphone","Blue Microphones",null,"Owen Smith",null,"All equipment use must be approved by IMRC Director and must adhere to policies and procedures of the IMRC Center.  In general, this means that the equipment must be used at the IMRC Center, users must have needed technical and/or safety training, and projects/uses must fit the aims and mission of the IMRC Center.","Information Technology"]
["TF 2022","Studio projects C4 matched stereo pair",null,null,null,"Owen Smith",null,"All equipment use must be approved by IMRC Director and must adhere to policies and procedures of the IMRC Center.  In general, this means that the equipment must be used at the IMRC Center, users must have needed technical and/or safety training, and projects/uses must fit the aims and mission of the IMRC Center.","Information Technology"]
["TF 2022","Rode NTK",null,"Rode Microphones",null,"Owen Smith",null,"All equipment use must be approved by IMRC Director and must adhere to policies and procedures of the IMRC Center.  In general, this means that the equipment must be used at the IMRC Center, users must have needed technical and/or safety training, and projects/uses must fit the aims and mission of the IMRC Center.","Information Technology"]
["TF 2022","Ultimate Support MC-125 mic boom stand",null,"Ultimate Support",null,"Owen Smith",null,"All equipment use must be approved by IMRC Director and must adhere to policies and procedures of the IMRC Center.  In general, this means that the equipment must be used at the IMRC Center, users must have needed technical and/or safety training, and projects/uses must fit the aims and mission of the IMRC Center.","Information Technology"]
["TF 2022","Sennheiser EW 110G3 (A Band 516-558MHz) (2)",null,"Sennheiser",null,"Owen Smith",null,"All equipment use must be approved by IMRC Director and must adhere to policies and procedures of the IMRC Center.  In general, this means that the equipment must be used at the IMRC Center, users must have needed technical and/or safety training, and projects/uses must fit the aims and mission of the IMRC Center.","Information Technology"]
["TF 2022","Sennheiser 172 G3",null,"Sennheiser",null,"Owen Smith",null,"All equipment use must be approved by IMRC Director and must adhere to policies and procedures of the IMRC Center.  In general, this means that the equipment must be used at the IMRC Center, users must have needed technical and/or safety training, and projects/uses must fit the aims and mission of the IMRC Center.","Information Technology"]
["TF 2022","Complete DSLR Cinema Package: Canon 5D Mark ii, Redrock Micro Field Cinema Shoulder Rig, Redrock Micro MatteBox Deluxe Bundle, Redrock Micro Filter Set 4\"x5.65\", Zacuto Follow Focus ",null,null,null,"Owen Smith",null,"All equipment use must be approved by IMRC Director and must adhere to policies and procedures of the IMRC Center.  In general, this means that the equipment must be used at the IMRC Center, users must have needed technical and/or safety training, and projects/uses must fit the aims and mission of the IMRC Center.","Information Technology"]
["TF 2022","Tormach PCNC 1100 vertical mill","Vertical mill","Tormach","CNC Lab, University of Maine","Owen Smith",null,"All equipment use must be approved by IMRC Director and must adhere to policies and procedures of the IMRC Center.  In general, this means that the equipment must be used at the IMRC Center, users must have needed technical and/or safety training, and projects/uses must fit the aims and mission of the IMRC Center.","Information Technology"]
["TF 2022","Supra 25 Field Emission Microscope","Microscope","Carl Zeiss SMT, Inc","Bigelow Laboratory East Boothbay, ME","Carlton Rauschenberg","carlton@bigelow.org","Fee for Service","Multiple"]
["TF 2022","Laboratory Mixing Extruder","Extruder","Dynisco","U Maine, Dept. of Chemical and Biological Engineering, Orono","Michael Bilodeau","mbilodeau@maine.edu","Fiber: Open access on a fee-for-service basis","Multiple"]
["TF 2022","Optical Pattern Generator (photolithographic mask generation)","Optics","David Mann","LASST, U Maine","Rosemary Smith  ","rosemary.smith@maine.edu  ","Service contract, collaboration, User fee","Precision Manufacturing"]
["TF 2022","e-beam Multi-source Evaporator","Evaporator","Temescal / Semicore","LASST, U Maine","Rosemary Smith  ","rosemary.smith@maine.edu  ","Service contract, collaboration, User fee, test sample","Precision Manufacturing"]
["TF 2022","UV Laser Direct Write / Micromachining System ","UV Laser","JPSA","LASST, U Maine","Rosemary Smith or Scott Collins ","rosemary.smith@maine.edu or scott.collins@maine.edu","Service contract, collaboration, User fee","Precision Manufacturing"]
["TF 2022","Vapor Silanization System","Vapor silanization","Solitec","LASST, U Maine","Rosemary Smith or Scott Collins ","rosemary.smith@maine.edu or scott.collins@maine.edu","Service contract, collaboration, User fee, test sample","Precision Manufacturing"]
["TF 2022","Sodick AP-500 wire edm",null,null,"U Maine AMC Building Orono","John Belding","john.belding@maine.edu","Fee for service (labor and consumables","Precision Manufacturing"]
["TF 2022","Objet 30 3D Printer","3D printer","R&D Technologies","USM, Gorham Campus","Mike Wing","mcwing@usm.maine.edu","Fee for service (materials and labor","Precision Manufacturing"]
[null,"Z-Scanner 3D scanner","3D scanner","Functional Performance Inc.","USM, Gorham Campus","Mike Wing","mcwing@usm.maine.edu","Fee for service (labor)","Precision Manufacturing"]
["TF1106/2061","F 40-UV thin film analysis instrument","Endoscope","Filmetrics","LASST, U Maine","Rosemary Smith  ","rosemary.smith@maine.edu  ","Service contract, collaboration, User fee, sample characterization","Precision Manufacturing"]
["TF2022","Atomic Layer Deposition System","Atomic layer deposition","Oxford","LASST, U Maine","Rosemary Smith  ","rosemary.smith@maine.edu  ","Service contract, collaboration, User fee, test sample","Precision Manufacturing"]
["WPC Cluster Enhancement","Reactive Ion Etch System","Ion etch system","Oxford","LASST, U Maine","Rosemary Smith  ","rosemary.smith@maine.edu  ","Service contract, collaboration, User fee, test sample","Precision Manufacturing"]
["WPC Cluster Enhancement","PARSTAT 4000 Potentiostat","Potentiostat","Ametek","LASST, U Maine","Rosemary Smith or Scott Collins ","rosemary.smith@maine.edu or scott.collins@maine.edu","Collaboration, sample test, Service contract","Precision Manufacturing"]
["WPC Cluster Enhancement","High Speed Digital Oscilloscope","Oscilloscope","Lecroy","LASST, U Maine","Rosemary Smith or Scott Collins ","rosemary.smith@maine.edu or scott.collins@maine.edu","Collaboration, sample test, Service contract","Precision Manufacturing"]
["WPC Cluster Enhancement","Thermal Desorption Spectroscopy","Spectroscopy","Balzars","LASST, U Maine","Brian Federick","brian.frederick@umit.maine.edu","Service contract, collaboration, User Fee, Sample Characterization","Precision Manufacturing"]
["WPC Cluster Enhancement","Surface Area Analyzer","Surface area analyzer","Micromeritics","LASST, U Maine","Brian Federick","brian.frederick@umit.maine.edu","Service contract, collaboration, User Fee, Sample Characterization","Precision Manufacturing"]
["WPC Cluster Enhancement","Raman Spectroscopy","Spectroscopy","Renishaw","LASST, U Maine","Carl Tripp","ctripp@maine.edu","Service contract, collaboration, User Fee, Sample Characterization","Precision Manufacturing"]
["WPC Cluster Enhancement","Infra-red Spectroscopy","Spectroscopy","Romem","LASST, U Maine","Carl Tripp","ctripp@maine.edu","Service contract, collaboration, User Fee, Sample Characterization","Precision Manufacturing"]
["WPC Cluster Enhancement","4-point Conductivity / Hall Mobility",null,"DCA Instruments","LASST, U Maine","Robert Lad","rjlad@maine.edu","Service contract, collaboration, User Fee, Sample Characterization","Precision Manufacturing"]
["WPC Cluster Enhancement","Atomic Layer Deposition System","Deposition system","Oxford","LASST, U Maine","Robert Lad","rjlad@maine.edu","Service contract, collaboration, User fee, Test sample","Precision Manufacturing"]
["WPC Cluster Enhancement","Sputter Deposition System","Deposition system","AHA","LASST, U Maine","Robert Lad or David Frankel","rjlad@maine.edu  or frankel@maine.edu","Collaboration, Service Contract, Test Sample","Precision Manufacturing"]
["WPC Cluster Enhancement","High Temperature (1000⁰ C) / High Pressure (750 psi) Furnace","Furnace","Deltech","LASST, U Maine","Robert Lad or David Frankel","rjlad@maine.edu  or frankel@maine.edu","Service contract, collaboration, User Fee, Sample Characterization","Precision Manufacturing"]
["WPC Cluster Enhancement","Wafer Dicing Saw","Saw","K&S","LASST, U Maine","Robert Lad or David Frankel","rjlad@maine.edu  or frankel@maine.edu","Service contract, collaboration, User Fee, Sample Characterization","Precision Manufacturing"]
["WPC Cluster Enhancement","Xray Diffractometer","Diffractometer","Panalytical","LASST, U Maine","Robert Lad or David Frankel","rjlad@maine.edu  or frankel@maine.edu","Service contract, collaboration, User Fee, Sample Characterization","Precision Manufacturing"]
["WPC Cluster Enhancement","Auger Electron Spectroscopy","Spectroscopy","Perkin-Elmer","LASST, U Maine","Robert Lad or David Frankel","rjlad@maine.edu  or frankel@maine.edu","Service contract, collaboration, User Fee, Sample Characterization","Precision Manufacturing"]
["WPC Cluster Enhancement","1700⁰  C Controlled Atmosphere Box & Tube Furnaces","Furnace","SentroTech / BlueM","LASST, U Maine","Robert Lad or David Frankel","rjlad@maine.edu  or frankel@maine.edu","Service contract, collaboration, User Fee, Sample Characterization","Precision Manufacturing"]
["WPC Cluster Enhancement","X-Ray Photoelectron Spectroscopy","Spectroscopy","SPECs","LASST, U Maine","Robert Lad or David Frankel","rjlad@maine.edu  or frankel@maine.edu","Service contract, collaboration, User Fee, Sample Characterization","Precision Manufacturing"]
["WPC Cluster Enhancement","Profilometer","Profilometer","Tencor","LASST, U Maine","Robert Lad or David Frankel","rjlad@maine.edu  or frankel@maine.edu","Service contract, collaboration, User Fee, Sample Characterization","Precision Manufacturing"]
[null,"Wire Bonder",null,"Ultek","LASST, U Maine","Robert Lad or David Frankel","rjlad@maine.edu  or frankel@maine.edu","Service contract, collaboration, User Fee, Sample Characterization","Precision Manufacturing"]
[null,"SQUID Magnetometer","Magnetometer","Quantum Design","LASST, U Maine","Robert Meulenberg","robert.meulenberg@maine.edu","Service contract, collaboration, User Fee, Sample Characterization","Precision Manufacturing"]
[null,"LPCVD Silicon nitride deposition furnace","Furnace","Custom","LASST, U Maine","Rosemary Smith","rosemary.smith@maine.edu","Service contract, collaboration, User fee, Test sample","Precision Manufacturing"]
[null,"Spectroscopic Ellipsometer","Ellipsometer","J. A. Woollam","LASST, U Maine","Rosemary Smith","rosemary.smith@maine.edu","Service contract, collaboration, User fee, Sample characterization","Precision Manufacturing"]
[null,"MA6 mask-wafer aligner /exposure system",null,"Suss","LASST, U Maine","Rosemary Smith","rosemary.smith@maine.edu","Service contract, collaboration, User fee","Precision Manufacturing"]
[null,"K850 Wm Critical point dryer","Dryer","Quorum Technologies","LASST, U Maine","Rosemary Smith  ","rosemary.smith@maine.edu  ","Service contract, collaboration, User Fee, Test Sample","Precision Manufacturing"]
[null,"80+ PECVD System",null,"Oxford","LASST, U Maine","Rosemary Smith or Scott Collins","rosemary.smith@maine.edu  scott.collins@maine.edu","Collaboration, Service Contract, Test Sample","Precision Manufacturing"]
[null,"XE-100 AFM",null,"PSIA/Park Systems","LASST, U Maine","Rosemary Smith or Scott Collins","rosemary.smith@maine.edu or scott.collins@maine.edu","Service contract, collaboration, User Fee, Sample Characterization","Precision Manufacturing"]
[null,"PDS 2010 Parylene Deposition System","Deposition system","Specialty Coating Systems","LASST, U Maine","Rosemary Smith or Scott Collins","rosemary.smith@maine.edu  scott.collins@maine.edu","Collaboration, Service Contract, Test Sample","Precision Manufacturing"]
[null,"Nvision 40 SEM/FIB with EDX, cryo, Umanipulators and gas injection","Microscope, scanning electron","Zeiss","LASST, U Maine","Scott Collins","scott.collins@maine.edu","Service contract, collaboration, User Fee, Sample Image","Precision Manufacturing"]

{"sheet":"By Vendor","index":5,"n_rows":258,"n_cols":9,"rows_kept":258,"cut":false,"hidden":false,"merged":[]}
["MTI Award","Asset or Service - Description","Asset or Service - Class","Vendor","Location","Contact","Contact email","Type of arrangement","Primary Technology Sector"]
["CEA 2035-49","Field Endoscope with portable video processor, 2.8 mm Channel, 9.8 m OD 1.35 cm working length","Endoscope","1800Endoscope.com","U Maine, School of Food and Agriculture, Orono / Kind Animal Care","Robert Causey","robert.causey@umit.maine.edu","Partnership with Faculty","Forestry & Agriculture"]
["CEA 2035-49","Finite Element Analysis",null,"ABAQUS, LSDYNA, ANSYS, MADYMO","Advanced Biomechanics Lab for Injury Reduction & Rehab, Room 230 AMC Building, U Maine","Vincent Caccesse or John Belding ","vince.caccese@umit.maine.edu or john.belding @maine.edu ","In house testing, research agreement, partnership with facility","Biotechnology"]
["CEA 2035-49","Chip Screening: Acrowood Chip Screen","Chip screener","Acrowood","U Maine, Dept. of Chemical and Biological Engineering, Orono","Michael Bilodeau","mbilodeau@maine.edu","Refining: Open access on a fee-for-service basis","Forestry & Agriculture"]
["CEA 2035-49","Agilent 7500 Inductively Coupled Plasma Mass Spectrometer (ICP-MS)","ICP/MS","Agilent","UNE, College of Pharmacy, Portland","Daniel Brazeau, PhD 221-4078","dbrazeau@une.edu","Sample testing, Research Agreement, Partnership with Faculty","Biotechnology"]
["CIP 122","Agilent 1200 Rapid Resolution High Performance Liquid Chromatrography (RRLC)","HPLC","Agilent","UNE, College of Pharmacy, Portland","Daniel Brazeau, PhD 221-4078","dbrazeau@une.edu","Sample testing, Research Agreement, Partnership with Faculty","Biotechnology"]
["CIP 122","Agilent 6400 Series Triple Quadrupole Liquid Chromatography Mass Spectrometer (LC/MS)","LC/MS","Agilent","UNE, College of Pharmacy, Portland","Daniel Brazeau, PhD 221-4078","dbrazeau@une.edu","Sample testing, Research Agreement, Partnership with Faculty","Biotechnology"]
["CIP 129","Agilent 7000 Series Triple Quadrupole Gas Chromatography Mass Spectrometer (GC/MS)","GC/MS","Agilent","UNE, College of Pharmacy, Portland","Daniel Brazeau, PhD 221-4078","dbrazeau@une.edu","Sample testing, Research Agreement, Partnership with Faculty","Biotechnology"]
["CIP 129","E5061B Agilent 3 GHz VNA",null,"Agilent","U Maine, RF and Electromagnetics Lab, Orono","Professor Mauricio Pereira da Cunha","mdacunha@maine.edu","Contract with University of Maine office for cooperation","Information Technology"]
["CIP 129","E8257D PSG High Frequency Analog  Signal Generator","Signal generator","Agilent","U Maine, RF and Electromagnetics Lab, Orono","Professor Mauricio Pereira da Cunha","mdacunha@maine.edu","Contract with University of Maine office for cooperation","Information Technology"]
["CIP 147","N1912A 2-Channel Power meter",null,"Agilent","U Maine, RF and Electromagnetics Lab, Orono","Professor Mauricio Pereira da Cunha","mdacunha@maine.edu","Contract with University of Maine office for cooperation","Information Technology"]
["CIP 147","N5182A-506 6 GHz MXG Signal Generator","Signal generator","Agilent","U Maine, RF and Electromagnetics Lab, Orono","Professor Mauricio Pereira da Cunha","mdacunha@maine.edu","Contract with University of Maine office for cooperation","Information Technology"]
["CIP 147","N5242A 26 GHz PNA-X (Nonlinear VNA)",null,"Agilent","U Maine, RF and Electromagnetics Lab, Orono","Professor Mauricio Pereira da Cunha","mdacunha@maine.edu","Contract with University of Maine office for cooperation","Information Technology"]
["DA2612","N9020A MXA Spectrum Analyzer","Spectrum analyzer","Agilent","U Maine, RF and Electromagnetics Lab, Orono","Professor Mauricio Pereira da Cunha","mdacunha@maine.edu","Contract with University of Maine office for cooperation","Information Technology"]
["G-104243","Electronics workstations with: Agilent 34410A 6.5 Digit Digital Multimeter, Agilent E3631A Programmable DC Power Supply, Agilent 33120A function/arbitrary waveform generator, Agilent MSOXA2024A Digital and Analog Oscilloscope",null,"Agilent","Electronics Lab, University of Maine","Owen Smith",null,"All equipment use must be approved by IMRC Director and must adhere to policies and procedures of the IMRC Center.  In general, this means that the equipment must be used at the IMRC Center, users must have needed technical and/or safety training, and projects/uses must fit the aims and mission of the IMRC Center.","Information Technology"]
["G-806093","Sputter Deposition System","Deposition system","AHA","LASST, U Maine","Robert Lad or David Frankel","rjlad@maine.edu  or frankel@maine.edu","Collaboration, Service Contract, Test Sample","Precision Manufacturing"]
["G-806093","Bravo Liquid Handling Station",null,"Airclean Systems","Bigelow Laboratory East Boothbay, ME","Dr. Ramunas Stepanauskas","rstepanauskas@bigelow.org","Fee For Service; Research Agreement","Biotechnology"]
["MTAF","Akai Professional MPK88 88key controller",null,"Akai",null,"Owen Smith",null,"All equipment use must be approved by IMRC Director and must adhere to policies and procedures of the IMRC Center.  In general, this means that the equipment must be used at the IMRC Center, users must have needed technical and/or safety training, and projects/uses must fit the aims and mission of the IMRC Center.","Information Technology"]
["MTAF","ConVap continous evaporator","Evaporator","Alfa Laval","Technology Research Center 880 Main St. Suite 1, Old Town, ME  ","Amy Luce, Keith Hodgins","aluce@umche.maine.edu","For fee service","Forestry & Agriculture"]
["MTAF","Altman Foto Pac 3 Light Kit","Light kit","Altman",null,"Owen Smith",null,"All equipment use must be approved by IMRC Director and must adhere to policies and procedures of the IMRC Center.  In general, this means that the equipment must be used at the IMRC Center, users must have needed technical and/or safety training, and projects/uses must fit the aims and mission of the IMRC Center.","Information Technology"]
["MTAF 1016","Twin wire drop tower for helmet testing","Drop tower","AMC","Advanced Biomechanics Lab for Injury Reduction & Rehab, Room 230 AMC Building, U Maine","Vincent Caccese","vince.caccese@umit.maine.edu","In house testing, research agreement, partnership with facility","Biotechnology"]
["MTAF 1016","PARSTAT 4000 Potentiostat","Potentiostat","Ametek","LASST, U Maine","Rosemary Smith or Scott Collins ","rosemary.smith@maine.edu or scott.collins@maine.edu","Collaboration, sample test, Service contract","Precision Manufacturing"]
["MTAF 1016","Amnis Image StreamX Cytometer","Cytometer","Amnis","The Jackson Laboratory","Ted Duffy, Manager Flow Cytometry Service","ted.duffy@jax.org","Fee-for-service access","Biotechnology"]
["MTAF 1016","Vector Signal Generator","Signal generator","Anritsu","U Maine WiSe-Net Lab","Ali Abedi","ali.abedi@maine.edu","Project depending/negotiable","Information Technology"]
["MTAF 1016","Apogee Symphony I/O",null,"Apogee Symphony",null,"Owen Smith",null,"All equipment use must be approved by IMRC Director and must adhere to policies and procedures of the IMRC Center.  In general, this means that the equipment must be used at the IMRC Center, users must have needed technical and/or safety training, and projects/uses must fit the aims and mission of the IMRC Center.","Information Technology"]
["MTAF 1016","Apogee Symphony I/O (8analog I/O - AES I/O (2)",null,"Apogee Symphony",null,"Owen Smith",null,"All equipment use must be approved by IMRC Director and must adhere to policies and procedures of the IMRC Center.  In general, this means that the equipment must be used at the IMRC Center, users must have needed technical and/or safety training, and projects/uses must fit the aims and mission of the IMRC Center.","Information Technology"]
["MTAF 1016","Apogee Symphony I/O (8 mic pre amp)",null,"Apogee Symphony",null,"Owen Smith",null,"All equipment use must be approved by IMRC Director and must adhere to policies and procedures of the IMRC Center.  In general, this means that the equipment must be used at the IMRC Center, users must have needed technical and/or safety training, and projects/uses must fit the aims and mission of the IMRC Center.","Information Technology"]
["MTAF 1016"," Apogee Symphony 64",null,"Apogee Symphony",null,"Owen Smith",null,"All equipment use must be approved by IMRC Director and must adhere to policies and procedures of the IMRC Center.  In general, this means that the equipment must be used at the IMRC Center, users must have needed technical and/or safety training, and projects/uses must fit the aims and mission of the IMRC Center.","Information Technology"]
["MTAF 1038","Arri Tungsten 4 Light Kit","Light kit","Arri",null,"Owen Smith",null,"All equipment use must be approved by IMRC Director and must adhere to policies and procedures of the IMRC Center.  In general, this means that the equipment must be used at the IMRC Center, users must have needed technical and/or safety training, and projects/uses must fit the aims and mission of the IMRC Center.","Information Technology"]
["MTAF 1038","Audix OM-3 microphone (4)","Microphone","Audix",null,"Owen Smith",null,"All equipment use must be approved by IMRC Director and must adhere to policies and procedures of the IMRC Center.  In general, this means that the equipment must be used at the IMRC Center, users must have needed technical and/or safety training, and projects/uses must fit the aims and mission of the IMRC Center.","Information Technology"]
["MTAF 1071","Avalon VT-737 sp Mic preamp",null,"Avalon Design",null,"Owen Smith",null,"All equipment use must be approved by IMRC Director and must adhere to policies and procedures of the IMRC Center.  In general, this means that the equipment must be used at the IMRC Center, users must have needed technical and/or safety training, and projects/uses must fit the aims and mission of the IMRC Center.","Information Technology"]
["MTAF 1071","ASTM fractional batch still","Batch still","B/R Instruments","Technology Research Center 880 Main St. Suite 1, Old Town, ME  ","Amy Luce, Keith Hodgins","aluce@umche.maine.edu","For fee service","Forestry & Agriculture"]
["MTAF 1071","Thermal Desorption Spectroscopy","Spectroscopy","Balzars","LASST, U Maine","Brian Federick","brian.frederick@umit.maine.edu","Service contract, collaboration, User Fee, Sample Characterization","Precision Manufacturing"]
["MTAF 1071","Whole Arm Manipulator + Barrett hand and wrist",null,"Barrett Technologies","Crosby Lab","Mohsen Shahinpoor","mohsen.shahinpoor@umit.maine.edu","In house testing, research agreement, partnership with facility","Biotechnology"]
["MTAF 1079","Beckman Multisizer 4 Coulter Counter","Coulter counter","Beckman Coulter","UNE, College of Pharmacy, Portland","Daniel Brazeau, PhD 221-4078","dbrazeau@une.edu","Sample testing, Research Agreement, Partnership with Faculty","Biotechnology"]
["MTAF 1079","Gallios",null,"Beckman Coulter","Trillium Diagnostics","Adam Curtis","adamcurtis@trillumdx.c om","Fee-for-service access","Biotechnology"]
["MTAF 1079","BD FACSanto II",null,"Beckton-Dickinson","Trillium Diagnostics","Adam Curtis","adamcurtis@trillumdx.c om","Fee-for-service access","Biotechnology"]
["MTAF 1079","BD LSR II",null,"Beckton-Dickinson","U Maine, Orono","Robert Wheeler, PhD, Assistant Professor of Microbiology","robert.wheeler@umit.maine.edu","Fee-for-service access","Biotechnology"]
["MTAF 1079","Accuri 6 Cytometer","Cytometer","Beckton-Dickinson","Husson University","William Lindblad","LindbladW@husson.edu","Fee-for-service access","Biotechnology"]
["MTAF 1100","Real Time PCR System","PCR system","Bio Rad Labs","Bigelow Laboratory East Boothbay, ME","Dr. Ramunas Stepanauskas","rstepanauskas@bigelow.org","Fee For Service; Research Agreement","Biotechnology"]
["MTAF 1100","Conventional PCR System","PCR system","Bio Rd Labs","Bigelow Laboratory East Boothbay, ME","Dr. Ramunas Stepanauskas","rstepanauskas@bigelow.org","Fee For Service; Research Agreement","Biotechnology"]
["MTAF 1100","BioRad CFX 96 Quantitative Polymerase Chain reaction system (QPCR)","PCR system","Biorad","UNE, College of Pharmacy, Portland","Daniel Brazeau, PhD 221-4078","dbrazeau@une.edu","Sample testing, Research Agreement, Partnership with Faculty","Biotechnology"]
["MTAF 1100","24\" Black Cat Cougar digital die cutter","Digital die cutter","Black Cat Cougar","Prototyping Studio, University of Maine","Owen Smith",null,"All equipment use must be approved by IMRC Director and must adhere to policies and procedures of the IMRC Center.  In general, this means that the equipment must be used at the IMRC Center, users must have needed technical and/or safety training, and projects/uses must fit the aims and mission of the IMRC Center.","Information Technology"]
["MTAF 1100","Blue Microphones bluebird microphones (2)","Microphone","Blue Microphones",null,"Owen Smith",null,"All equipment use must be approved by IMRC Director and must adhere to policies and procedures of the IMRC Center.  In general, this means that the equipment must be used at the IMRC Center, users must have needed technical and/or safety training, and projects/uses must fit the aims and mission of the IMRC Center.","Information Technology"]
["MTAF 1100","Cone and plate viscometer","Viscometer","Brookfield","Technology Research Center 880 Main St. Suite 1, Old Town, ME  ","Amy Luce, Keith Hodgins","aluce@umche.maine.edu","For fee service","Forestry & Agriculture"]
["MTAF 1100","Sewing, Brother 3034D serger","Sewing ","Brother","Prototyping Studio, University of Maine","Owen Smith",null,"All equipment use must be approved by IMRC Director and must adhere to policies and procedures of the IMRC Center.  In general, this means that the equipment must be used at the IMRC Center, users must have needed technical and/or safety training, and projects/uses must fit the aims and mission of the IMRC Center.","Information Technology"]
["MTAF 1100","Rotovap","Rotovap","Buchi","Technology Research Center 880 Main St. Suite 1, Old Town, ME  ","Amy Luce, Keith Hodgins","aluce@umche.maine.edu","For fee service","Forestry & Agriculture"]
["MTAF 1100","Online FTIR","FTIR","CAI","Technology Research Center 880 Main St. Suite 1, Old Town, ME  ","Amy Luce, Keith Hodgins","aluce@umche.maine.edu","For fee service","Forestry & Agriculture"]
["MTAF 1100","Lenses: Canon 8-15mm f4L, Canon 16-35mm f2.8L, Canon 24-70mm f2.8L, Canon 24mm f1.4L, Canon 100mm Macro f.28L","Lenses, camera","Canon",null,"Owen Smith",null,"All equipment use must be approved by IMRC Director and must adhere to policies and procedures of the IMRC Center.  In general, this means that the equipment must be used at the IMRC Center, users must have needed technical and/or safety training, and projects/uses must fit the aims and mission of the IMRC Center.","Information Technology"]
["MTAF 1100","CareStream in Vivo MS FX Pro (x-ray, luminescence, multiwavelength fluorescence, and radiosotopic detection modes)",null,"Carestream Health","UNE Biddeford","Colin Willis PhD 207-602-2872","cwillis1@une.edu","Industry Partnerships, Contract Research Services, Academic Collaborations","Biotechnology"]
["MTAF 1100","Supra 25 Field Emission Microscope","Microscope","Carl Zeiss SMT, Inc","Bigelow Laboratory East Boothbay, ME","Carlton Rauschenberg","carlton@bigelow.org","Fee for Service","Multiple"]
["MTAF 1100","Continous Centrifuge","Centrifuge","CEPA","Technology Research Center 880 Main St. Suite 1, Old Town, ME  ","Amy Luce, Keith Hodgins","aluce@umche.maine.edu","For fee service","Forestry & Agriculture"]
["MTAF 1100","CSZ Tundra Walk-In Climate Chamber","Climate chamber","Cincinatti sub zero","Advanced Biomechanics Lab for Injury Reduction & Rehab, Room 230 AMC Building, U Maine","Vincent Caccesse or John Belding ","vince.caccese@umit.maine.edu or john.belding @maine.edu ","In house testing, research agreement, partnership with facility","Biotechnology"]
["MTAF 1100","Large color scanner","Scanner","ColorTrac","Folsom Hall 201, UMPI, Presque Isle","Chunzeng Wang","chunzeng.wang@umpi.edu","Research agreement","Information Technology"]
["MTAF 1100","LPCVD Silicon nitride deposition furnace","Furnace","Custom","LASST, U Maine","Rosemary Smith","rosemary.smith@maine.edu","Service contract, collaboration, User fee, Test sample","Precision Manufacturing"]
["MTAF 2008","Optical Pattern Generator (photolithographic mask generation)","Optics","David Mann","LASST, U Maine","Rosemary Smith  ","rosemary.smith@maine.edu  ","Service contract, collaboration, User fee","Precision Manufacturing"]
["MTAF 2008","4-point Conductivity / Hall Mobility",null,"DCA Instruments","LASST, U Maine","Robert Lad","rjlad@maine.edu","Service contract, collaboration, User Fee, Sample Characterization","Precision Manufacturing"]
["MTAF 2008","Fatigue test system control - Universal with displ. Or load control",null,"Delsys","Hybrid Structures Lab, Room 232 AMC Building, U Maine","Vincent Caccese","vince.caccese@umit.maine.edu","In house testing, research agreement, partnership with facility","Biotechnology"]
["MTAF 2008","Delta 18-900L 18in laser drill press","Laser drill press","Delta","Fabrication Studio, University of Maine","Owen Smith",null,"All equipment use must be approved by IMRC Director and must adhere to policies and procedures of the IMRC Center.  In general, this means that the equipment must be used at the IMRC Center, users must have needed technical and/or safety training, and projects/uses must fit the aims and mission of the IMRC Center.","Information Technology"]
["MTAF 2009","High Temperature (1000⁰ C) / High Pressure (750 psi) Furnace","Furnace","Deltech","LASST, U Maine","Robert Lad or David Frankel","rjlad@maine.edu  or frankel@maine.edu","Service contract, collaboration, User Fee, Sample Characterization","Precision Manufacturing"]
["MTAF 2009","DeWalt DW718 12\" Dual-bevel sliding compound miter","Saw, miter","DeWalt","Fabrication Studio, University of Maine","Owen Smith",null,"All equipment use must be approved by IMRC Director and must adhere to policies and procedures of the IMRC Center.  In general, this means that the equipment must be used at the IMRC Center, users must have needed technical and/or safety training, and projects/uses must fit the aims and mission of the IMRC Center.","Information Technology"]
["MTAF 2009 donated","DeWalt DW734 12-1/2' planer with three knife cutter-head","Planer","DeWalt","Fabrication Studio, University of Maine","Owen Smith",null,"All equipment use must be approved by IMRC Director and must adhere to policies and procedures of the IMRC Center.  In general, this means that the equipment must be used at the IMRC Center, users must have needed technical and/or safety training, and projects/uses must fit the aims and mission of the IMRC Center.","Information Technology"]
["MTAF 2009 donated","Laboratory Mixing Extruder","Extruder","Dynisco","U Maine, Dept. of Chemical and Biological Engineering, Orono","Michael Bilodeau","mbilodeau@maine.edu","Fiber: Open access on a fee-for-service basis","Multiple"]
["MTAF 2009 donated","Earthworks QTC30 Matched Pair",null,"Earthworks Audio",null,"Owen Smith",null,"All equipment use must be approved by IMRC Director and must adhere to policies and procedures of the IMRC Center.  In general, this means that the equipment must be used at the IMRC Center, users must have needed technical and/or safety training, and projects/uses must fit the aims and mission of the IMRC Center.","Information Technology"]
["MTAF 2009 donated","EMG, force plate sensing system",null,"Edtech","Advanced Biomechanics Lab for Injury Reduction & Rehab, Room 230 AMC Building, U Maine","Vincent Caccese","vince.caccese@umit.maine.edu","In house testing, research agreement, partnership with facility","Biotechnology"]
["MTAF 2009 donated","Maine Aquaculture Technology Lab (not completed","Lab, aquaculture","EL Shea","CCAR, Franklin","Nick Brown","npbrown@maine.edu","Business incubation/contract research","Aquaculture & Marine"]
["MTAF 2009 donated","Large format printing Epson Stylus Pro 9900 44'' wide","Printer","Epson","Prototyping Studio, University of Maine","Owen Smith",null,"All equipment use must be approved by IMRC Director and must adhere to policies and procedures of the IMRC Center.  In general, this means that the equipment must be used at the IMRC Center, users must have needed technical and/or safety training, and projects/uses must fit the aims and mission of the IMRC Center.","Information Technology"]
["MTAF 2012","Epson 4800 printer","Printer","Epson","Prototyping Studio, University of Maine","Owen Smith",null,"All equipment use must be approved by IMRC Director and must adhere to policies and procedures of the IMRC Center.  In general, this means that the equipment must be used at the IMRC Center, users must have needed technical and/or safety training, and projects/uses must fit the aims and mission of the IMRC Center.","Information Technology"]
["MTAF 2012","Euphonix Artist Mix (3)",null,"Euphonix",null,"Owen Smith",null,"All equipment use must be approved by IMRC Director and must adhere to policies and procedures of the IMRC Center.  In general, this means that the equipment must be used at the IMRC Center, users must have needed technical and/or safety training, and projects/uses must fit the aims and mission of the IMRC Center.","Information Technology"]
["MTAF 2012","Euphonix Artist Control",null,"Euphonix",null,"Owen Smith",null,"All equipment use must be approved by IMRC Director and must adhere to policies and procedures of the IMRC Center.  In general, this means that the equipment must be used at the IMRC Center, users must have needed technical and/or safety training, and projects/uses must fit the aims and mission of the IMRC Center.","Information Technology"]
["MTAF 2012","Pilot Web Coater: New 12 in. wide web coater and laminator.","Web coater/laminator","Faustel","U Maine, Dept. of Chemical and Biological Engineering, Orono","Michael Bilodeau","mbilodeau@maine.edu","Coating: Open access on a fee-for-service basis","Forestry & Agriculture"]
["MTAF 2012","Field Endoscope with portable video processor, 2.8 mm Channel, 9.8 m OD 1.5 mm working length","Endoscope","Fiegert","U Maine, School of Food and Agriculture, Orono/Foxcroft Veterinary Services","Robert Causey","robert.causey@umit.maine.edu","Partnership with Faculty","Forestry & Agriculture"]
["MTAF 2012","F 40-UV thin film analysis instrument","Endoscope","Filmetrics","LASST, U Maine","Rosemary Smith  ","rosemary.smith@maine.edu  ","Service contract, collaboration, User fee, sample characterization","Precision Manufacturing"]
["MTAF 2047","PCR Tissue Culture Enclosure","Tissue culture enclosure","Fisher Scientific","Bigelow Laboratory East Boothbay, ME","Dr. Ramunas Stepanauskas","rstepanauskas@bigelow.org","Fee For Service; Research Agreement","Biotechnology"]
["MTAF 2047","Eppendorf Refrigerated Centrifuge","Centrifuge","Fisher Scientific","Bigelow Laboratory East Boothbay, ME","Dr. Ramunas Stepanauskas","rstepanauskas@bigelow.org","Fee For Service; Research Agreement","Biotechnology"]
["MTAF 2047","Field Binocular Microscope","Microscope","Forestry Suppliers, Inc.","Downeast Institute","Brian Beal","bbeal@maine.edu","This is a standard, student stereomicroscope that can bre borrowed with permission","Aquaculture & Marine"]
["MTAF 2047","Formech 660 Manual Vacuum Former","Vacuum former","Formech","Fabrication Studio, University of Maine","Owen Smith",null,"All equipment use must be approved by IMRC Director and must adhere to policies and procedures of the IMRC Center.  In general, this means that the equipment must be used at the IMRC Center, users must have needed technical and/or safety training, and projects/uses must fit the aims and mission of the IMRC Center.","Information Technology"]
["MTAF 2047","High Resolution Video Gastroscope, 2.8 mm Channell, 10.8 OD, 1100mm Working Length","Gastroscope","Fuginon","U Maine, School of Food and Agriculture, Orono/Witter Center","Robert Causey","robert.causey@umit.maine.edu","Partnership with Faculty","Forestry & Agriculture"]
["MTAF 2047","Standard Video gastroscope, 2.8 mm Channel, 9.3 mm OD 1100mm Working Length","Gastroscope","Fuginon","U Maine, School of Food and Agriculture, Orono/Witter Center","Robert Causey","robert.causey@umit.maine.edu","Partnership with Faculty","Forestry & Agriculture"]
["MTAF 2047","Z-Scanner 3D scanner","3D scanner","Functional Performance Inc.","USM, Gorham Campus","Mike Wing","mcwing@usm.maine.edu","Fee for service (labor)","Precision Manufacturing"]
["MTAF 2047","Tangential Flow Filtration System","Filtration system","GEA-Niro","Technology Research Center 880 Main St. Suite 1, Old Town, ME  ","Amy Luce, Keith Hodgins","aluce@umche.maine.edu","For fee service","Forestry & Agriculture"]
["MTAF 2047","Refining: Side-mount Agitator - GL&V Omni","Agitator","GL&V USA","U Maine, Dept. of Chemical and Biological Engineering, Orono","Michael Bilodeau","mbilodeau@maine.edu","Refining: Open access on a fee-for-service basis","Forestry & Agriculture"]
["MTAF 2047","Glyph Gt 062E (2TB-7200RPM) (3)",null,"Glyph Tech",null,"Owen Smith",null,"All equipment use must be approved by IMRC Director and must adhere to policies and procedures of the IMRC Center.  In general, this means that the equipment must be used at the IMRC Center, users must have needed technical and/or safety training, and projects/uses must fit the aims and mission of the IMRC Center.","Information Technology"]
["MTAF 2047","Papermaking: Upgrade to paper machine. New distributed control system, with scanner and instrument package",null,"Honeywell International","U Maine, Dept. of Chemical and Biological Engineering, Orono","Michael Bilodeau","mbilodeau@maine.edu","Papermaking: Open access on a fee-for-service basis","Forestry & Agriculture"]
["MTAF 2047","HP Elitebook 6580 laptops (4 of them)","Laptop","HP","Folsom Hall 201, UMPI, Presque Isle","Chunzeng Wang","chunzeng.wang@umpi.edu","Workshops, partnerships, research agreement","Information Technology"]
["MTAF 2047","HP Z400 Workstation computers (20 of them)","Computer","HP","Folsom Hall 201, UMPI, Presque Isle","Chunzeng Wang","chunzeng.wang@umpi.edu","Workshops, partnerships, research agreement","Information Technology"]
["MTAF 2052","Hybrid III ATD 5% female + pedestrian kit 50% male + pedestrian kit 95% male headform w/ low durometer neck 3-year old child",null,"Humanetics","Advanced Biomechanics Lab for Injury Reduction & Rehab, Room 230 AMC Building, U Maine","Vincent Caccese","vince.caccese@umit.maine.edu","In house testing, research agreement, partnership with facility","Biotechnology"]
["MTAF 2054 BCBB","Digital embrodiery and Sewing, HUSQVARNA VIKIN Designer Topaz 30","Sewing, embroidery","Husqvarna Viking","Prototyping Studio, University of Maine","Owen Smith",null,"All equipment use must be approved by IMRC Director and must adhere to policies and procedures of the IMRC Center.  In general, this means that the equipment must be used at the IMRC Center, users must have needed technical and/or safety training, and projects/uses must fit the aims and mission of the IMRC Center.","Information Technology"]
["MTAF 2059","Sewing, HUSQVARNA VIKING 5D Embrodiery System software","Sewing","Husqvarna Viking","Prototyping Studio, University of Maine","Owen Smith",null,"All equipment use must be approved by IMRC Director and must adhere to policies and procedures of the IMRC Center.  In general, this means that the equipment must be used at the IMRC Center, users must have needed technical and/or safety training, and projects/uses must fit the aims and mission of the IMRC Center.","Information Technology"]
["MTAF 3001","Illumina HiSeq2000 (upgraded from originally funded Illumina GAIIX) and associated data management infrastructure",null,"Illumina","The Jackson Laboratory Scientific Services","Doug Hinerfeld","douglas.hinerfeld@jax.org","The HiSeq2000 is available as a fee-for-service offering.  Interested parties should contact Doug Hinerfeld to discuss experimental design and pricing.","Biotechnology"]
["MTAF 3001","Impact Air-Cushioned All-Purpose Light Stand (5)","Light stand","Impact Studio Lighting",null,"Owen Smith",null,"All equipment use must be approved by IMRC Director and must adhere to policies and procedures of the IMRC Center.  In general, this means that the equipment must be used at the IMRC Center, users must have needed technical and/or safety training, and projects/uses must fit the aims and mission of the IMRC Center.","Information Technology"]
["MTAF 3001","Impact Saddle-bag Sand bags (10)",null,"Impact Studio Lighting",null,"Owen Smith",null,"All equipment use must be approved by IMRC Director and must adhere to policies and procedures of the IMRC Center.  In general, this means that the equipment must be used at the IMRC Center, users must have needed technical and/or safety training, and projects/uses must fit the aims and mission of the IMRC Center.","Information Technology"]
["MTAF 3001","Impact 5 in 1 collapsible reflector disc set 42\"","Reflector disc set","Impact Studio Lighting",null,"Owen Smith",null,"All equipment use must be approved by IMRC Director and must adhere to policies and procedures of the IMRC Center.  In general, this means that the equipment must be used at the IMRC Center, users must have needed technical and/or safety training, and projects/uses must fit the aims and mission of the IMRC Center.","Information Technology"]
["MTAF 3001","Impact 7 in 1 rectangular reflector disc set 42\"x72\"","Reflector disc set","Impact Studio Lighting",null,"Owen Smith",null,"All equipment use must be approved by IMRC Director and must adhere to policies and procedures of the IMRC Center.  In general, this means that the equipment must be used at the IMRC Center, users must have needed technical and/or safety training, and projects/uses must fit the aims and mission of the IMRC Center.","Information Technology"]
["MTAF 3001","Impact Super Collapsible chroma green background 8'x16'",null,"Impact Studio Lighting",null,"Owen Smith",null,"All equipment use must be approved by IMRC Director and must adhere to policies and procedures of the IMRC Center.  In general, this means that the equipment must be used at the IMRC Center, users must have needed technical and/or safety training, and projects/uses must fit the aims and mission of the IMRC Center.","Information Technology"]
["MTAF 3001","Shop air system:  Ingersoll-Rand 2475N7.5-P, 7.5HP, 80 gal, 24 CFM@175PSI",null,"Ingersoll-Rand","Fabrication Studio, University of Maine","Owen Smith",null,"All equipment use must be approved by IMRC Director and must adhere to policies and procedures of the IMRC Center.  In general, this means that the equipment must be used at the IMRC Center, users must have needed technical and/or safety training, and projects/uses must fit the aims and mission of the IMRC Center.","Information Technology"]
["MTAF 3013","TDO (thermal deoxygenation) CSTR",null,"in-house","Technology Research Center 880 Main St. Suite 1, Old Town, ME  ","Amy Luce, Keith Hodgins","aluce@umche.maine.edu","For fee service","Forestry & Agriculture"]
["MTAF 3013","3x50 gallon fermentation vessels","Fermentation","in-house","Technology Research Center 880 Main St. Suite 1, Old Town, ME  ","Amy Luce, Keith Hodgins","aluce@umche.maine.edu","For fee service","Forestry & Agriculture"]
["MTAF 3013","Spectroscopic Ellipsometer","Ellipsometer","J. A. Woollam","LASST, U Maine","Rosemary Smith","rosemary.smith@maine.edu","Service contract, collaboration, User fee, Sample characterization","Precision Manufacturing"]
["MTAF 3013","Accu. TOF-D Mass Spectrometer","Mass Spectrometer","Jeol USA, Inc","Bigelow Laboratory East Boothbay, ME","Carlton Rauschenberg","carlton@bigelow.org","Fee For Service","Biotechnology"]
["Non-MTI funded","UV Laser Direct Write / Micromachining System ","UV Laser","JPSA","LASST, U Maine","Rosemary Smith or Scott Collins ","rosemary.smith@maine.edu or scott.collins@maine.edu","Service contract, collaboration, User fee","Precision Manufacturing"]
["Non-MTI funded","Wafer Dicing Saw","Saw","K&S","LASST, U Maine","Robert Lad or David Frankel","rjlad@maine.edu  or frankel@maine.edu","Service contract, collaboration, User Fee, Sample Characterization","Precision Manufacturing"]
["Non-MTI funded","Kessler Pocket Dolly Standard Length 39.5\"","Dolly, camera","Kessler",null,"Owen Smith",null,"All equipment use must be approved by IMRC Director and must adhere to policies and procedures of the IMRC Center.  In general, this means that the equipment must be used at the IMRC Center, users must have needed technical and/or safety training, and projects/uses must fit the aims and mission of the IMRC Center.","Information Technology"]
["Non-MTI funded","Lawson pellet mill","Pellet mill","Lawson Mills","Technology Research Center 880 Main St. Suite 1, Old Town, ME  ","Amy Luce, Keith Hodgins","aluce@umche.maine.edu","For fee service","Forestry & Agriculture"]
["Non-MTI funded","Shaking table system - 6,000 lbf capacity 2 axis","Table, shaking","LDS","Hybrid Structures Lab, Room 232 AMC Building, U Maine","Vincent Caccese or John Belding","vince.caccese@umit.maine.edu or john.belding @maine.edu ","In house testing, research agreement, partnership with facility","Biotechnology"]
["Non-MTI funded","High Speed Digital Oscilloscope","Oscilloscope","Lecroy","LASST, U Maine","Rosemary Smith or Scott Collins ","rosemary.smith@maine.edu or scott.collins@maine.edu","Collaboration, sample test, Service contract","Precision Manufacturing"]
["Non-MTI funded","Lecroy Oscilloscope WR 204Xi-A 2 GHz, 4 ch","Oscilloscope","Lecroy","U Maine, RF and Electromagnetics Lab, Orono","Professor Mauricio Pereira da Cunha","mdacunha@maine.edu","Contract with University of Maine office for cooperation","Information Technology"]
["Non-MTI funded","Andritz Sprout-Bauer TMP",null,"legacy","Technology Research Center 880 Main St. Suite 1, Old Town, ME  ","Amy Luce, Keith Hodgins","aluce@umche.maine.edu","For fee service","Forestry & Agriculture"]
["Non-MTI funded","Losmandy Standard Porta-jib 72\"","Porta-jib","Losmandy",null,"Owen Smith",null,"All equipment use must be approved by IMRC Director and must adhere to policies and procedures of the IMRC Center.  In general, this means that the equipment must be used at the IMRC Center, users must have needed technical and/or safety training, and projects/uses must fit the aims and mission of the IMRC Center.","Information Technology"]
["Non-MTI funded","Losmandy 4 Legged Spider Dolly with 40' of Flex Track","Dolly, spider","Losmandy",null,"Owen Smith",null,"All equipment use must be approved by IMRC Director and must adhere to policies and procedures of the IMRC Center.  In general, this means that the equipment must be used at the IMRC Center, users must have needed technical and/or safety training, and projects/uses must fit the aims and mission of the IMRC Center.","Information Technology"]
["Non-MTI funded","LPKF Protomat System Suite",null,"LPKF","U Maine, RF and Electromagnetics Lab, Orono","Professor Mauricio Pereira da Cunha","mdacunha@maine.edu","Contract with University of Maine office for cooperation","Information Technology"]
["Non-MTI funded","Mac Pro tower w/ dual 24\" screens (2)",null,"Macintosh","Prototyping Studio, University of Maine","Owen Smith",null,"All equipment use must be approved by IMRC Director and must adhere to policies and procedures of the IMRC Center.  In general, this means that the equipment must be used at the IMRC Center, users must have needed technical and/or safety training, and projects/uses must fit the aims and mission of the IMRC Center.","Information Technology"]
["Non-MTI funded"," Manfrotto 502 Pro Video Tripod System (2)","Tripod system","Manfrotto",null,"Owen Smith",null,"All equipment use must be approved by IMRC Director and must adhere to policies and procedures of the IMRC Center.  In general, this means that the equipment must be used at the IMRC Center, users must have needed technical and/or safety training, and projects/uses must fit the aims and mission of the IMRC Center.","Information Technology"]
["Non-MTI funded","Analytical Chemistry: Mattson Gallery Series FTIR 5000","FTIR 5000","Mattson","U Maine, Dept. of Chemical and Biological Engineering, Orono","Michael Bilodeau","mbilodeau@maine.edu","Analytical Chemistry: Open access on a fee-for-service basis","Forestry & Agriculture"]
["Non-MTI funded","Network software (Mentum planet)",null,"Mentum","U Maine WiSe-Net Lab","Ali Abedi","ali.abedi@maine.edu","Project depending/negotiable","Information Technology"]
["Non-MTI funded","Mettler Thermogravimetric Analyzer","Thermogravimetric analyzer","Mettler","U Maine, Advanced Structures and Composite Center, Orono ","Olivia Sanchez","olivia.sanchez@umit.maine.edu","Equipment is available for use after a contract agreement has been made with the Advanced Structures and Composite Center.","Composite Materials"]
["Non-MTI funded","Surface Area Analyzer","Surface area analyzer","Micromeritics","LASST, U Maine","Brian Federick","brian.frederick@umit.maine.edu","Service contract, collaboration, User Fee, Sample Characterization","Precision Manufacturing"]
["Non-MTI funded","Miktek PM10 mic","Microphone","Miktek Audio",null,"Owen Smith",null,"All equipment use must be approved by IMRC Director and must adhere to policies and procedures of the IMRC Center.  In general, this means that the equipment must be used at the IMRC Center, users must have needed technical and/or safety training, and projects/uses must fit the aims and mission of the IMRC Center.","Information Technology"]
["Non-MTI funded","Miktek PMD4 mic kit","Microphone","Miktek Audio",null,"Owen Smith",null,"All equipment use must be approved by IMRC Director and must adhere to policies and procedures of the IMRC Center.  In general, this means that the equipment must be used at the IMRC Center, users must have needed technical and/or safety training, and projects/uses must fit the aims and mission of the IMRC Center.","Information Technology"]
["Non-MTI funded","810 Material Testing System - 100k",null,"MTS","Hybrid Structures Lab, Room 232 AMC Building, U Maine","Vincent Caccesse or John Belding ","vince.caccese@umit.maine.edu or john.belding @maine.edu ","In house testing, research agreement, partnership with facility","Biotechnology"]
["Non-MTI funded","Autogenous Vaccine Facility","Facility","Muliple Vendors","Kennebec River Biosciences","Dr. William Wilson","wwilson@bigelow.org","License Agreement","Biotechnology"]
["Non-MTI funded","Super-Resolution Microscope Facility","Microscope facility","multiple","Dept. of Physics, Bennett Hall, U Maine, Orono","Prof. Sam Hess","sam.hess@umit.maine.edu","Research Agreement of Hourly Use for Fee","Biotechnology"]
["Non-MTI funded","Munson Shredder","Shredder","Munson Co.","U Maine, Dept. of Chemical and Biological Engineering, Orono","Michael Bilodeau","mbilodeau@maine.edu","Materials handling: Open access on a fee-for-service basis","Forestry & Agriculture"]
["Non-MTI funded","Sprectrophotometer","Sprectrophotometer","Nanodrop","Bigelow Laboratory East Boothbay, ME","Dr. Ramunas Stepanauskas","rstepanauskas@bigelow.org","Fee For Service; Research Agreement","Biotechnology"]
["Other","BioFlo 410 Bioreactor, 15L capacity","Bioreactor","NB Scientific","Technology Research Center 880 Main St. Suite 1, Old Town, ME  ","Amy Luce, Keith Hodgins","Amy Luce, Keith Hodgins","For fee service","Forestry & Agriculture"]
["Other","Neumann U87 Ai Set Z (Nickel w/ shockmount)",null,"Neumann USA",null,"Owen Smith",null,"All equipment use must be approved by IMRC Director and must adhere to policies and procedures of the IMRC Center.  In general, this means that the equipment must be used at the IMRC Center, users must have needed technical and/or safety training, and projects/uses must fit the aims and mission of the IMRC Center.","Information Technology"]
["Other","Innova Incubator","Incubator","New Brunswick Scientific","Bigelow Laboratory East Boothbay, ME","Dr. Ramunas Stepanauskas","rstepanauskas@bigelow.org","Fee For Service; Research Agreement","Biotechnology"]
["Other","-80 Ultra-Low Freezer","Freezer","New Brunswick Scientific","Bigelow Laboratory East Boothbay, ME","Dr. Ramunas Stepanauskas","rstepanauskas@bigelow.org","Fee For Servce; Research Agreement","Biotechnology"]
["Other","Nortek dopler acoustic current meter",null,"Nortek","Maine Aquaculture Innovation Center","Chris Davis",null,null,"Aquaculture & Marine"]
["Other","Papermaking: New Advanced Data Collection System with Data Historian",null,"OSI Soft","U Maine, Dept. of Chemical and Biological Engineering, Orono","Michael Bilodeau","mbilodeau@maine.edu","Papermaking: Open access on a fee-for-service basis","Forestry & Agriculture"]
["Other","Atomic Layer Deposition System","Atomic layer deposition","Oxford","LASST, U Maine","Rosemary Smith  ","rosemary.smith@maine.edu  ","Service contract, collaboration, User fee, test sample","Precision Manufacturing"]
["Other","Reactive Ion Etch System","Ion etch system","Oxford","LASST, U Maine","Rosemary Smith  ","rosemary.smith@maine.edu  ","Service contract, collaboration, User fee, test sample","Precision Manufacturing"]
["Other","Atomic Layer Deposition System","Deposition system","Oxford","LASST, U Maine","Robert Lad","rjlad@maine.edu","Service contract, collaboration, User fee, Test sample","Precision Manufacturing"]
["Other","80+ PECVD System",null,"Oxford","LASST, U Maine","Rosemary Smith or Scott Collins","rosemary.smith@maine.edu  scott.collins@maine.edu","Collaboration, Service Contract, Test Sample","Precision Manufacturing"]
["Other","Xray Diffractometer","Diffractometer","Panalytical","LASST, U Maine","Robert Lad or David Frankel","rjlad@maine.edu  or frankel@maine.edu","Service contract, collaboration, User Fee, Sample Characterization","Precision Manufacturing"]
["Other","Tube reactor 2''",null,"Parr","Technology Research Center 880 Main St. Suite 1, Old Town, ME  ","Amy Luce, Keith Hodgins","aluce@umche.maine.edu","For fee service","Forestry & Agriculture"]
["Other","Parr reactor 20L",null,"Parr ","Technology Research Center 880 Main St. Suite 1, Old Town, ME  ","Amy Luce, Keith Hodgins","aluce@umche.maine.edu","For fee service","Forestry & Agriculture"]
["Other","Parr Reactor model 4843","Parr reactor","Parr Instrument Company","U Maine, Dept. of Chemical and Biological Engineering, Orono","Michael Bilodeau","mbilodeau@maine.edu","Open access on a fee-for-service basis","Forestry & Agriculture"]
["Other","Auger Electron Spectroscopy","Spectroscopy","Perkin-Elmer","LASST, U Maine","Robert Lad or David Frankel","rjlad@maine.edu  or frankel@maine.edu","Service contract, collaboration, User Fee, Sample Characterization","Precision Manufacturing"]
["Other","XE-100 AFM",null,"PSIA/Park Systems","LASST, U Maine","Rosemary Smith or Scott Collins","rosemary.smith@maine.edu or scott.collins@maine.edu","Service contract, collaboration, User Fee, Sample Characterization","Precision Manufacturing"]
["Other","SQUID Magnetometer","Magnetometer","Quantum Design","LASST, U Maine","Robert Meulenberg","robert.meulenberg@maine.edu","Service contract, collaboration, User Fee, Sample Characterization","Precision Manufacturing"]
["Other","K850 Wm Critical point dryer","Dryer","Quorum Technologies","LASST, U Maine","Rosemary Smith  ","rosemary.smith@maine.edu  ","Service contract, collaboration, User Fee, Test Sample","Precision Manufacturing"]
["Other","Objet 30 3D Printer","3D printer","R&D Technologies","USM, Gorham Campus","Mike Wing","mcwing@usm.maine.edu","Fee for service (materials and labor","Precision Manufacturing"]
["Other","Raman Spectroscopy","Spectroscopy","Renishaw","LASST, U Maine","Carl Tripp","ctripp@maine.edu","Service contract, collaboration, User Fee, Sample Characterization","Precision Manufacturing"]
["Other","Roche 454 Junior Sequencing System","Sequencing system","Roche Diagnostics","UNE, College of Pharmacy, Portland","Daniel Brazeau, PhD 221-4078","dbrazeau@une.edu","Sample testing, Research Agreement, Partnership with Faculty","Biotechnology"]
["Other","Light Cycler Block","Cycler block","Roche Diagnostics","Bigelow Laboratory East Boothbay, ME","Dr. Ramunas Stepanauskas","rstepanauskas@bigelow.org","Fee For Service; Research Agreement","Biotechnology"]
["Other","Rode NTK",null,"Rode Microphones",null,"Owen Smith",null,"All equipment use must be approved by IMRC Director and must adhere to policies and procedures of the IMRC Center.  In general, this means that the equipment must be used at the IMRC Center, users must have needed technical and/or safety training, and projects/uses must fit the aims and mission of the IMRC Center.","Information Technology"]
["Scanning Electron Microscope","Roland HandSonic 15 percussion controller",null,"Roland",null,"Owen Smith",null,"All equipment use must be approved by IMRC Director and must adhere to policies and procedures of the IMRC Center.  In general, this means that the equipment must be used at the IMRC Center, users must have needed technical and/or safety training, and projects/uses must fit the aims and mission of the IMRC Center.","Information Technology"]
["SG3311","Rolland MDX-20 3D scanning and milling machine","Milling machine","Rolland","CNC Lab, University of Maine","Owen Smith",null,"All equipment use must be approved by IMRC Director and must adhere to policies and procedures of the IMRC Center.  In general, this means that the equipment must be used at the IMRC Center, users must have needed technical and/or safety training, and projects/uses must fit the aims and mission of the IMRC Center.","Information Technology"]
["TF 1074/2053","Infra-red Spectroscopy","Spectroscopy","Romem","LASST, U Maine","Carl Tripp","ctripp@maine.edu","Service contract, collaboration, User Fee, Sample Characterization","Precision Manufacturing"]
["TF 1074/2053","4 Stage Mixer settler","Mixer","Rousselet -Robatel","Technology Research Center 880 Main St. Suite 1, Old Town, ME  ","Amy Luce, Keith Hodgins","aluce@umche.maine.edu","For fee service","Forestry & Agriculture"]
["TF 1074/2053","Sachtler 18 S1 Fluid Head and Tripod System","Tripod system","Sachtler",null,"Owen Smith",null,"All equipment use must be approved by IMRC Director and must adhere to policies and procedures of the IMRC Center.  In general, this means that the equipment must be used at the IMRC Center, users must have needed technical and/or safety training, and projects/uses must fit the aims and mission of the IMRC Center.","Information Technology"]
["TF 2022","SawStop Industrial Cabinet Saw","Saw","SawStop","Fabrication Studio, University of Maine","Owen Smith",null,"All equipment use must be approved by IMRC Director and must adhere to policies and procedures of the IMRC Center.  In general, this means that the equipment must be used at the IMRC Center, users must have needed technical and/or safety training, and projects/uses must fit the aims and mission of the IMRC Center.","Information Technology"]
["TF 2022","Seabird Electronics CTD's","CTD","Seabird Electronics","Maine Aquaculture Innovation Center","Chris Davis",null,null,"Aquaculture & Marine"]
["TF 2022","Sennheiser MD 421 II microphone","Microphone","Sennheiser",null,"Owen Smith",null,"All equipment use must be approved by IMRC Director and must adhere to policies and procedures of the IMRC Center.  In general, this means that the equipment must be used at the IMRC Center, users must have needed technical and/or safety training, and projects/uses must fit the aims and mission of the IMRC Center.","Information Technology"]
["TF 2022","Sennheiser EW 110G3 (A Band 516-558MHz) (2)",null,"Sennheiser",null,"Owen Smith",null,"All equipment use must be approved by IMRC Director and must adhere to policies and procedures of the IMRC Center.  In general, this means that the equipment must be used at the IMRC Center, users must have needed technical and/or safety training, and projects/uses must fit the aims and mission of the IMRC Center.","Information Technology"]
["TF 2022","Sennheiser 172 G3",null,"Sennheiser",null,"Owen Smith",null,"All equipment use must be approved by IMRC Director and must adhere to policies and procedures of the IMRC Center.  In general, this means that the equipment must be used at the IMRC Center, users must have needed technical and/or safety training, and projects/uses must fit the aims and mission of the IMRC Center.","Information Technology"]
["TF 2022","1700⁰  C Controlled Atmosphere Box & Tube Furnaces","Furnace","SentroTech / BlueM","LASST, U Maine","Robert Lad or David Frankel","rjlad@maine.edu  or frankel@maine.edu","Service contract, collaboration, User Fee, Sample Characterization","Precision Manufacturing"]
["TF 2022","Demo AG-X 300kN frame with 100kN hardware, Trapezium X software and associated test jigs",null,"Shimadzu Scientific Instruments","MATEC Building SMCC Brunswick Campus","Andrew Schoenberg","aschoenberg@smccme.edu","Analysis available to industry. Work with MCA/SMCC to arrange for testing and analysis","Composite Materials"]
["TF 2022","Shopsaber 4896 table router (4hp) High Frequency Spindle, vacuum hold-down system and t-slot table","Router","Shopsaber","CNC Lab, University of Maine","Owen Smith",null,"All equipment use must be approved by IMRC Director and must adhere to policies and procedures of the IMRC Center.  In general, this means that the equipment must be used at the IMRC Center, users must have needed technical and/or safety training, and projects/uses must fit the aims and mission of the IMRC Center.","Information Technology"]
["TF 2022","Shure SM57 microphone (6)","Microphone","Shure",null,"Owen Smith",null,"All equipment use must be approved by IMRC Director and must adhere to policies and procedures of the IMRC Center.  In general, this means that the equipment must be used at the IMRC Center, users must have needed technical and/or safety training, and projects/uses must fit the aims and mission of the IMRC Center.","Information Technology"]
["TF 2022","SCCH Salt Fog Chamber 26SL","Fog chamber","Singleton","Advanced Biomechanics Lab for Injury Reduction & Rehab, Room 230 AMC Building, U Maine","Vincent Caccesse or John Belding ","vince.caccese@umit.maine.edu or john.belding @maine.edu ","In house testing, research agreement, partnership with facility","Biotechnology"]
["TF 2022","FPGA Based Software Defined Radio Development Kits",null,"SoleNet and Ettus","U Maine WiSe-Net Lab","Ali Abedi","ali.abedi@maine.edu","Project depending/negotiable","Information Technology"]
["TF 2022","CAD design","CAD design","Solidworks","Hybrid Structures Lab, Room 232 AMC Building, U Maine","Vincent Caccesse or John Belding ","vince.caccese@umit.maine.edu or john.belding @maine.edu ","In house testing, research agreement, partnership with facility","Biotechnology"]
["TF 2022","Vapor Silanization System","Vapor silanization","Solitec","LASST, U Maine","Rosemary Smith or Scott Collins ","rosemary.smith@maine.edu or scott.collins@maine.edu","Service contract, collaboration, User fee, test sample","Precision Manufacturing"]
["TF 2022","PDS 2010 Parylene Deposition System","Deposition system","Specialty Coating Systems","LASST, U Maine","Rosemary Smith or Scott Collins","rosemary.smith@maine.edu  scott.collins@maine.edu","Collaboration, Service Contract, Test Sample","Precision Manufacturing"]
["TF 2022","X-Ray Photoelectron Spectroscopy","Spectroscopy","SPECs","LASST, U Maine","Robert Lad or David Frankel","rjlad@maine.edu  or frankel@maine.edu","Service contract, collaboration, User Fee, Sample Characterization","Precision Manufacturing"]
["TF 2022","Jaguar dynamic data acquisition system - 18 channel simultaneous",null,"Spectral Dynamics","Advanced Biomechanics Lab for Injury Reduction & Rehab, Room 230 AMC Building, U Maine","Vincent Caccese","vince.caccese@umit.maine.edu","In house testing, research agreement, partnership with facility","Biotechnology"]
["TF 2022","Wireless Channel Emulator",null,"Spirent","U Maine WiSe-Net Lab","Ali Abedi","ali.abedi@maine.edu","Project depending/negotiable","Information Technology"]
["TF 2022","Signmaking, Large format thermal transfer vinyl printer/cutter Summa DC4","Vinyl printer/cutter","Summa USA","Prototyping Studio, University of Maine","Owen Smith",null,"All equipment use must be approved by IMRC Director and must adhere to policies and procedures of the IMRC Center.  In general, this means that the equipment must be used at the IMRC Center, users must have needed technical and/or safety training, and projects/uses must fit the aims and mission of the IMRC Center.","Information Technology"]
["TF 2022","High Memory Computer","Computer","SUN","U Maine WiSe-Net Lab","Ali Abedi","ali.abedi@maine.edu","Project depending/negotiable","Information Technology"]
["TF 2022","MA6 mask-wafer aligner /exposure system",null,"Suss","LASST, U Maine","Rosemary Smith","rosemary.smith@maine.edu","Service contract, collaboration, User fee","Precision Manufacturing"]
["TF 2022","Synthogy Ivory II Grand Pianos",null,"Synthogy",null,"Owen Smith",null,"All equipment use must be approved by IMRC Director and must adhere to policies and procedures of the IMRC Center.  In general, this means that the equipment must be used at the IMRC Center, users must have needed technical and/or safety training, and projects/uses must fit the aims and mission of the IMRC Center.","Information Technology"]
["TF 2022","Q800 Dynamic Mechanical Analyzer Research quality DMA","DMA","TA Instruments","MATEC Building SMCC Brunswick Campus","Andrew Schoenberg","aschoenberg@smccme.edu","Analysis available to industry. Work with MCA/SMCC to arrange for testing and analysis","Composite Materials"]
["TF 2022","Techpap Handsheet Dryer - Ser. No. 2005-2","Dryer, handsheet","Techpap","U Maine, Dept. of Chemical and Biological Engineering, Orono","Michael Bilodeau","mbilodeau@maine.edu","Open access on a fee-for-service basis","Forestry & Agriculture"]
["TF 2022","Foot pressure sensing system",null,"TechScan","Advanced Biomechanics Lab for Injury Reduction & Rehab, Room 230 AMC Building, U Maine","Vincent Caccese","vince.caccese@umit.maine.edu","In house testing, research agreement, partnership with facility","Biotechnology"]
["TF 2022","e-beam Multi-source Evaporator","Evaporator","Temescal / Semicore","LASST, U Maine","Rosemary Smith  ","rosemary.smith@maine.edu  ","Service contract, collaboration, User fee, test sample","Precision Manufacturing"]
["TF 2022","Profilometer","Profilometer","Tencor","LASST, U Maine","Robert Lad or David Frankel","rjlad@maine.edu  or frankel@maine.edu","Service contract, collaboration, User Fee, Sample Characterization","Precision Manufacturing"]
["TF 2022","Nicolet iS10 Mid Infrared FT-IR Spectrometer Demo Model","Spectrometer, FT-IR","Thermo Electron North America LLC ","MATEC Building SMCC Brunswick Campus","Andrew Schoenberg","aschoenberg@smccme.edu","Analysis available to industry. Work with MCA/SMCC to arrange for testing and analysis","Composite Materials"]
["TF 2022","Tormach PCNC 1100 vertical mill","Vertical mill","Tormach","CNC Lab, University of Maine","Owen Smith",null,"All equipment use must be approved by IMRC Director and must adhere to policies and procedures of the IMRC Center.  In general, this means that the equipment must be used at the IMRC Center, users must have needed technical and/or safety training, and projects/uses must fit the aims and mission of the IMRC Center.","Information Technology"]
["TF 2022","GPS units (4 of them)","GPS","Trimble","Folsom Hall 201, UMPI, Presque Isle","Chunzeng Wang","chunzeng.wang@umpi.edu","Workshops, partnerships, research agreement","Information Technology"]
["TF 2022","Wire Bonder",null,"Ultek","LASST, U Maine","Robert Lad or David Frankel","rjlad@maine.edu  or frankel@maine.edu","Service contract, collaboration, User Fee, Sample Characterization","Precision Manufacturing"]
["TF 2022","Ultimate Support MC-125 mic boom stand",null,"Ultimate Support",null,"Owen Smith",null,"All equipment use must be approved by IMRC Director and must adhere to policies and procedures of the IMRC Center.  In general, this means that the equipment must be used at the IMRC Center, users must have needed technical and/or safety training, and projects/uses must fit the aims and mission of the IMRC Center.","Information Technology"]
["TF 2022","Rodent Vivarium (BSL II Capabilities and surgical suite)",null,"UNE Biomedical Research Core","UNE Biddeford","Ed Bilsky, PhD 207-602-2707","ebilsky@une.edu","Industry Partnerships, Contract Research Services, Academic Collaborations","Biotechnology"]
["TF 2022","Scientific Analysis instruments (SAI) Kronus 2D Gas Chromatrography Mass Spectrometer (GC/MS)","GC/MS","UNE, Genomics, Analytics & proteomics core","UNE, College of Pharmacy, Portland","Daniel Brazeau, PhD 221-4078","dbrazeau@une.edu","Sample testing, Research Agreement, Partnership with Faculty","Biotechnology"]
["TF 2022","Scientific Analysis Instruments (SAI) Laser ToF ToF Mass Spectrometer (MS)","Mass Spectrometer","UNE, Genomics, Analytics & proteomics core","UNE, College of Pharmacy, Portland","Daniel Brazeau, PhD 221-4078","dbrazeau@une.edu","Sample testing, Research Agreement, Partnership with Faculty","Biotechnology"]
["TF 2022","Universal Audio LA-610 Mk II Channel strip ",null,"Universal Audio",null,"Owen Smith",null,"All equipment use must be approved by IMRC Director and must adhere to policies and procedures of the IMRC Center.  In general, this means that the equipment must be used at the IMRC Center, users must have needed technical and/or safety training, and projects/uses must fit the aims and mission of the IMRC Center.","Information Technology"]
["TF 2022","Laser Engraving/Cutting System:  Universal VersaLaser VLS4.60 50W 24\" x 18\"x9\" Bed and rotary attachment","Laser engraver","Universal Laser Systems","Prototyping Studio, University of Maine","Owen Smith",null,"All equipment use must be approved by IMRC Director and must adhere to policies and procedures of the IMRC Center.  In general, this means that the equipment must be used at the IMRC Center, users must have needed technical and/or safety training, and projects/uses must fit the aims and mission of the IMRC Center.","Information Technology"]
["TF 2022","Varian 820-MS Inductively Coupled Plasma Mass Spectrometer (ICP-MS)","ICP/MS","Varian","UNE, College of Pharmacy, Portland","Daniel Brazeau, PhD 221-4078","dbrazeau@une.edu","Sample testing, Research Agreement, Partnership with Faculty","Biotechnology"]
["TF 2022","Server and analytical software",null,"Various","Trillium Diagnostics","Adam Curtis","adamcurtis@trillumdx.c om","Analytical software necessary to interpret proprietary flow cytrometry data is available through a secure server to the MRFCC consortium and to other users through fee-for-service contracted analytical time.","Biotechnology"]
["TF 2022","Wireless sensing equipment",null,"Various","Hybrid Structures Lab, Room 232 AMC Building, U Maine","Vincent Caccese","vince.caccese@umit.maine.edu","In house testing, research agreement, partnership with facility","Biotechnology"]
["TF 2022","Vibration testing equipment",null,"Various","Hybrid Structures Lab, Room 232 AMC Building, U Maine","Vincent Caccesse or John Belding ","vince.caccese@umit.maine.edu or john.belding @maine.edu ","In house testing, research agreement, partnership with facility","Biotechnology"]
["TF 2022","Vicon Motion Capture and Human Performance Measurement System",null,"Vicon","Advanced Biomechanics Lab for Injury Reduction & Rehab, Room 230 AMC Building, U Maine","Vincent Caccese","vince.caccese@umit.maine.edu","In house testing, research agreement, partnership with facility","Biotechnology"]
["TF 2022","Laser vibrometer","Vibrometer","VPI sensor","Hybrid Structures Lab, Room 232 AMC Building, U Maine","Vincent Caccese","vince.caccese@umit.maine.edu","In house testing, research agreement, partnership with facility","Biotechnology"]
["TF 2022","Biohazard Hood",null,"VWR","Bigelow Laboratory East Boothbay, ME","Dr. Ramunas Stepanauskas","rstepanauskas@bigelow.org","Fee For Service; Research Agreement","Biotechnology"]
["TF 2022","Gel Documentation System",null,"VWR","Bigelow Laboratory East Boothbay, ME","Dr. Ramunas Stepanauskas","rstepanauskas@bigelow.org","Fee For Service; Research Agreement","Biotechnology"]
["TF 2022","Digitizing Tablet, Wacom Intuos (2)",null,"Wacom","Prototyping Studio, University of Maine","Owen Smith",null,"All equipment use must be approved by IMRC Director and must adhere to policies and procedures of the IMRC Center.  In general, this means that the equipment must be used at the IMRC Center, users must have needed technical and/or safety training, and projects/uses must fit the aims and mission of the IMRC Center.","Information Technology"]
["TF 2022","Waters Micromass Triple Quattro Liquid Chromatography Mass Spectrometer (1)","LC/MS","Waters","UNE, College of Pharmacy, Portland","Daniel Brazeau, PhD 221-4078","dbrazeau@une.edu","Sample testing, Research Agreement, Partnership with Faculty","Biotechnology"]
["TF 2022","Waters Micromass Triple Quattro Liquid Chromatography Mass Spectrometer (2)","LC/MS","Waters","UNE, College of Pharmacy, Portland","Daniel Brazeau, PhD 221-4078","dbrazeau@une.edu","Sample testing, Research Agreement, Partnership with Faculty","Biotechnology"]
["TF 2022","Slocum Battery Powered Glider","Glider, Slocum","Webb Research Company","Bigelow Laboratory East Boothbay, ME","Dr. William Balch","bbalch@bigelow.org","Partnership with Faculty","Aquaculture & Marine"]
["TF 2022","Westcott Illuminator Extension Arm (5)","Illuminator extension arm","Westcott",null,"Owen Smith",null,"All equipment use must be approved by IMRC Director and must adhere to policies and procedures of the IMRC Center.  In general, this means that the equipment must be used at the IMRC Center, users must have needed technical and/or safety training, and projects/uses must fit the aims and mission of the IMRC Center.","Information Technology"]
["TF 2022","Westcott Scrim Jim Large Reflector kit 72\"x72\"","Reflector kit","Westcott",null,"Owen Smith",null,"All equipment use must be approved by IMRC Director and must adhere to policies and procedures of the IMRC Center.  In general, this means that the equipment must be used at the IMRC Center, users must have needed technical and/or safety training, and projects/uses must fit the aims and mission of the IMRC Center.","Information Technology"]
["TF 2022","Biomas Drying Oven","Drying oven","Wisconsin","Technology Research Center 880 Main St. Suite 1, Old Town, ME  ","Amy Luce, Keith Hodgins","aluce@umche.maine.edu","For fee service","Forestry & Agriculture"]
["TF 2022","Color proofing printer, Xerox Phaser 7500DN","Printer","Xerox","Prototyping Studio, University of Maine","Owen Smith",null,"All equipment use must be approved by IMRC Director and must adhere to policies and procedures of the IMRC Center.  In general, this means that the equipment must be used at the IMRC Center, users must have needed technical and/or safety training, and projects/uses must fit the aims and mission of the IMRC Center.","Information Technology"]
["TF 2022","Solid State Logic XLogic Alpha channel (2)",null,"Xlogic",null,"Owen Smith",null,"All equipment use must be approved by IMRC Director and must adhere to policies and procedures of the IMRC Center.  In general, this means that the equipment must be used at the IMRC Center, users must have needed technical and/or safety training, and projects/uses must fit the aims and mission of the IMRC Center.","Information Technology"]
["TF 2022","YSI Multiparameter instrument",null,"YSI","Downeast Institute","Brian Beal","bbeal@maine.edu","Instrument measures dissolved oxygen and seawater temperature. It can be borrowed with permission","Aquaculture & Marine"]
["TF 2022","YSI CTD's","CTD","YSI","Maine Aquaculture Innovation Center","Chris Davis",null,null,"Aquaculture & Marine"]
["TF 2022","Z650 - 3-Dimensional color printer","3D printer","Zcorp","Advanced Biomechanics Lab for Injury Reduction & Rehab, Room 230 AMC Building, U Maine","Vincent Caccese","vince.caccese@umit.maine.edu","In house testing, research agreement, partnership with facility","Biotechnology"]
["TF 2022","Nvision 40 SEM/FIB with EDX, cryo, Umanipulators and gas injection","Microscope, scanning electron","Zeiss","LASST, U Maine","Scott Collins","scott.collins@maine.edu","Service contract, collaboration, User Fee, Sample Image","Precision Manufacturing"]
["TF 2022","Zolinger XT2000 Gold Series Steadycam system","Steadycam system","Zolinger",null,"Owen Smith",null,"All equipment use must be approved by IMRC Director and must adhere to policies and procedures of the IMRC Center.  In general, this means that the equipment must be used at the IMRC Center, users must have needed technical and/or safety training, and projects/uses must fit the aims and mission of the IMRC Center.","Information Technology"]
["TF 2022","Sodick AP-500 wire edm",null,null,"U Maine AMC Building Orono","John Belding","john.belding@maine.edu","Fee for service (labor and consumables","Precision Manufacturing"]
["TF 2022","Marine fish broodstock facility (not completed)","Facility",null,"CCAR, Franklin","Nick Brown","npbrown@maine.edu","Business incubation/contract research","Aquaculture & Marine"]
["TF 2022","Nikon inverted microscope","Microscope",null,"CCAR, Franklin","Nick Brown","npbrown@maine.edu","Business incubation/contract research","Aquaculture & Marine"]
["TF 2022","Seaweed seeding facilities","Facility",null,"CCAR, Franklin","Nick Brown","npbrown@maine.edu","Business incubation/contract research","Aquaculture & Marine"]
["TF 2022","Multidisciplinary Behavior Core",null,null,"UNE Biddeford","Ed Bilsky, PhD 207-602-2707","ebilsky@une.edu","Industry Partnerships, Contract Research Services, Academic Collaborations","Biotechnology"]
["TF 2022","Rodent Surgery Services w/ clinical applications",null,null,"UNE Biddeford","Ed Bilsky, PhD 207-602-2707","ebilsky@une.edu","Industry Partnerships, Contract Research Services, Academic Collaborations","Biotechnology"]
["TF 2022","Analytical Chemistry: Carbohydrate and lignin analysis, specialty extraction and effluent testing, gas chromotopography/mass spectroscopy",null,null,"Process Development Center, U Maine, Dept. of Chemical and Biological Engineering, Orono","Michael Bilodeau","mbilodeau@maine.edu","Open access on a fee-for-service basis","Forestry & Agriculture"]
["TF 2022","Bleaching: Bench Scale Oxygen Delignification Reactor, Quantum High Shear, Pressurized Reactor w/ Ozone Generator \" bag bleaching\" Capacity",null,null,"Process Development Center, U Maine, Dept. of Chemical and Biological Engineering, Orono","Michael Bilodeau","mbilodeau@maine.edu","Open access on a fee-for-service basis","Forestry & Agriculture"]
["TF 2022","Coating: FAUSTEL - new 12\" wide Web Coater and Laminator. Uses base paper from pilot paper machine or commercially-made base papers. Capable of prototype development or small test market production runs","Web coater/laminator",null,"Process Development Center, U Maine, Dept. of Chemical and Biological Engineering, Orono","Michael Bilodeau","mbilodeau@maine.edu","Open access on a fee-for-service basis","Forestry & Agriculture"]
["TF 2022","Finishing: BELOIT Heated Soft Nip Calendar, 3 roll hydraulically loaded Stack Roll, roll temerature up to 600 deg. F, sheet and web feed 12\" sheet width",null,null,"Process Development Center, U Maine, Dept. of Chemical and Biological Engineering, Orono","Michael Bilodeau","mbilodeau@maine.edu","Open access on a fee-for-service basis","Forestry & Agriculture"]
["TF 2022","Gas Testing and Analysis: Landfill Gas testing by GC/Mass Spec","GC/MS",null,"Process Development Center, U Maine, Dept. of Chemical and Biological Engineering, Orono","Michael Bilodeau","mbilodeau@maine.edu","Open access on a fee-for-service basis","Forestry & Agriculture"]
["TF 2022","Papermaking: Pilot Paper Machine 13\" trim, 150 fpm maximum speed, 25 gsm to 200 basis wt range, Flooded Cip Size Press, Capable of using only size press w/o wet end, One-sided spray coating application, Four steel roll stack, New state of the Art Distributed Control Shystem, including scanner and instrument package, advanced data collection system and data historian","Paper machine",null,"Process Development Center, U Maine, Dept. of Chemical and Biological Engineering, Orono","Michael Bilodeau","mbilodeau@maine.edu","Open access on a fee-for-service basis","Forestry & Agriculture"]
["TF 2022","Pulp and Paper Testing; Capability to perform most TAPPI Standard Test Methods, Fiber Morphology analysis, KRK Printability Tester, Mutek Charge",null,null,"Process Development Center, U Maine, Dept. of Chemical and Biological Engineering, Orono","Michael Bilodeau","mbilodeau@maine.edu","Open access on a fee-for-service basis","Forestry & Agriculture"]
["TF 2022","Pulping: Rocking Digester (2 kg capacity), Alkali Profiling Digester, FBRI Digester/Extractor, Adirondack Pulp Disintegrator, Slotted Plate Stock Screen, Oxygen Delignification Reactor",null,null,"Process Development Center, U Maine, Dept. of Chemical and Biological Engineering, Orono","Michael Bilodeau","mbilodeau@maine.edu","Open access on a fee-for-service basis","Forestry & Agriculture"]
["TF 2022","Stock Prep: Two hydropulpers, Two Dis Refiners (13\", 20\") with Variable Speed Motor, Stock Tanks - Two 3000 gallon Two 1500 gallon, Two 900 gallon, PFI mills, Various centricleaner systems","Hydropulpers",null,"Process Development Center, U Maine, Dept. of Chemical and Biological Engineering, Orono","Michael Bilodeau","mbilodeau@maine.edu","Open access on a fee-for-service basis","Forestry & Agriculture"]
["TF 2022","Wood/Biomass Processing: 9\" Carthage Chipper, Klockner Hammermill Chip Classifier",null,null,"Process Development Center, U Maine, Dept. of Chemical and Biological Engineering, Orono","Michael Bilodeau","mbilodeau@maine.edu","Open access on a fee-for-service basis","Forestry & Agriculture"]
["TF 2022","Two soldering stations with custom ventilation system","Soldering station",null,"Electronics Lab, University of Maine","Owen Smith",null,"All equipment use must be approved by IMRC Director and must adhere to policies and procedures of the IMRC Center.  In general, this means that the equipment must be used at the IMRC Center, users must have needed technical and/or safety training, and projects/uses must fit the aims and mission of the IMRC Center.","Information Technology"]
["TF 2022","Circuit board mill",null,null,"Electronics Lab, University of Maine","Owen Smith",null,"All equipment use must be approved by IMRC Director and must adhere to policies and procedures of the IMRC Center.  In general, this means that the equipment must be used at the IMRC Center, users must have needed technical and/or safety training, and projects/uses must fit the aims and mission of the IMRC Center.","Information Technology"]
[null,"24\" Laminator","Laminator",null,"Prototyping Studio, University of Maine","Owen Smith",null,"All equipment use must be approved by IMRC Director and must adhere to policies and procedures of the IMRC Center.  In general, this means that the equipment must be used at the IMRC Center, users must have needed technical and/or safety training, and projects/uses must fit the aims and mission of the IMRC Center.","Information Technology"]
["TF1106/2061","3D printer Zcops Z450 (2)","3D printer",null,"Prototyping Studio, University of Maine","Owen Smith",null,"All equipment use must be approved by IMRC Director and must adhere to policies and procedures of the IMRC Center.  In general, this means that the equipment must be used at the IMRC Center, users must have needed technical and/or safety training, and projects/uses must fit the aims and mission of the IMRC Center.","Information Technology"]
["TF2022","RepRap Prusa Mendel 3D printer","3D printer",null,"Prototyping Studio, University of Maine","Owen Smith",null,"All equipment use must be approved by IMRC Director and must adhere to policies and procedures of the IMRC Center.  In general, this means that the equipment must be used at the IMRC Center, users must have needed technical and/or safety training, and projects/uses must fit the aims and mission of the IMRC Center.","Information Technology"]
["WPC Cluster Enhancement","Bandsaw, JET 708749B JWBS-16Bin","Bandsaw",null,"Fabrication Studio, University of Maine","Owen Smith",null,"All equipment use must be approved by IMRC Director and must adhere to policies and procedures of the IMRC Center.  In general, this means that the equipment must be used at the IMRC Center, users must have needed technical and/or safety training, and projects/uses must fit the aims and mission of the IMRC Center.","Information Technology"]
["WPC Cluster Enhancement","Metalforming, 30\" Jet SBR-30N Shear, brake,roller",null,null,"Fabrication Studio, University of Maine","Owen Smith",null,"All equipment use must be approved by IMRC Director and must adhere to policies and procedures of the IMRC Center.  In general, this means that the equipment must be used at the IMRC Center, users must have needed technical and/or safety training, and projects/uses must fit the aims and mission of the IMRC Center.","Information Technology"]
["WPC Cluster Enhancement","Complete Red Cinema Package:  Epic-X (Full 5k Digital Video Camera), Canon Amuminum Lens Mount, Red SSD Side handle, Red 5\" Touch Screen Controller, Red DSMC Side Handle, Redmote Wireless Controller, Red Pro I/O Audio Module, Red 1.8\" SSD 64GB(4), Redvolt Batteries, Redvolt Battery Charger, Red Pro Battery Module, Red Rocket Graphics Card, Red Clutch Shoulder Rig, Red Epic Pelican Case","Digital video camera",null,null,"Owen Smith",null,"All equipment use must be approved by IMRC Director and must adhere to policies and procedures of the IMRC Center.  In general, this means that the equipment must be used at the IMRC Center, users must have needed technical and/or safety training, and projects/uses must fit the aims and mission of the IMRC Center.","Information Technology"]
["WPC Cluster Enhancement","Malone Design Works MC Desk",null,null,null,"Owen Smith",null,"All equipment use must be approved by IMRC Director and must adhere to policies and procedures of the IMRC Center.  In general, this means that the equipment must be used at the IMRC Center, users must have needed technical and/or safety training, and projects/uses must fit the aims and mission of the IMRC Center.","Information Technology"]
["WPC Cluster Enhancement","Focusrite ISA428 MkII 4 channel preamp Apple iMac (27\" 3.1GHz i5)",null,null,null,"Owen Smith",null,"All equipment use must be approved by IMRC Director and must adhere to policies and procedures of the IMRC Center.  In general, this means that the equipment must be used at the IMRC Center, users must have needed technical and/or safety training, and projects/uses must fit the aims and mission of the IMRC Center.","Information Technology"]
["WPC Cluster Enhancement","Avid Pro Tools 10",null,null,null,"Owen Smith",null,"All equipment use must be approved by IMRC Director and must adhere to policies and procedures of the IMRC Center.  In general, this means that the equipment must be used at the IMRC Center, users must have needed technical and/or safety training, and projects/uses must fit the aims and mission of the IMRC Center.","Information Technology"]
["WPC Cluster Enhancement","Apple Logic Studio 9",null,null,null,"Owen Smith",null,"All equipment use must be approved by IMRC Director and must adhere to policies and procedures of the IMRC Center.  In general, this means that the equipment must be used at the IMRC Center, users must have needed technical and/or safety training, and projects/uses must fit the aims and mission of the IMRC Center.","Information Technology"]
["WPC Cluster Enhancement","Propellerhead Reason 6",null,null,null,"Owen Smith",null,"All equipment use must be approved by IMRC Director and must adhere to policies and procedures of the IMRC Center.  In general, this means that the equipment must be used at the IMRC Center, users must have needed technical and/or safety training, and projects/uses must fit the aims and mission of the IMRC Center.","Information Technology"]
["WPC Cluster Enhancement","Waves Diamond Bundle Native",null,null,null,"Owen Smith",null,"All equipment use must be approved by IMRC Director and must adhere to policies and procedures of the IMRC Center.  In general, this means that the equipment must be used at the IMRC Center, users must have needed technical and/or safety training, and projects/uses must fit the aims and mission of the IMRC Center.","Information Technology"]
["WPC Cluster Enhancement","Studio projects C4 matched stereo pair",null,null,null,"Owen Smith",null,"All equipment use must be approved by IMRC Director and must adhere to policies and procedures of the IMRC Center.  In general, this means that the equipment must be used at the IMRC Center, users must have needed technical and/or safety training, and projects/uses must fit the aims and mission of the IMRC Center.","Information Technology"]
["WPC Cluster Enhancement","Complete DSLR Cinema Package: Canon 5D Mark ii, Redrock Micro Field Cinema Shoulder Rig, Redrock Micro MatteBox Deluxe Bundle, Redrock Micro Filter Set 4\"x5.65\", Zacuto Follow Focus ",null,null,null,"Owen Smith",null,"All equipment use must be approved by IMRC Director and must adhere to policies and procedures of the IMRC Center.  In general, this means that the equipment must be used at the IMRC Center, users must have needed technical and/or safety training, and projects/uses must fit the aims and mission of the IMRC Center.","Information Technology"]
["WPC Cluster Enhancement","Agglomerator","Agglomerator",null,"U Maine, Advanced Structures and Composite Center, Orono ","Olivia Sanchez","olivia.sanchez@umit.maine.edu","Equipment is available for use after a contract agreement has been made with the Advanced Structures and Composite Center.","Composite Materials"]
["WPC Cluster Enhancement","XL Variable incidence Tribometer","Tribometer",null,"U Maine, Advanced Structures and Composite Center, Orono ","Olivia Sanchez","olivia.sanchez@umit.maine.edu","Equipment is available for use after a contract agreement has been made with the Advanced Structures and Composite Center.","Composite Materials"]
["WPC Cluster Enhancement","Dilatometer","Dilatometer",null,"U Maine, Advanced Structures and Composite Center, Orono ","Olivia Sanchez","olivia.sanchez@umit.maine.edu","Equipment is available for use after a contract agreement has been made with the Advanced Structures and Composite Center.","Composite Materials"]
["WPC Cluster Enhancement","Cincinnati Milacron Extruder and dies","Extruder",null,"U Maine, Advanced Structures and Composite Center, Orono ","Olivia Sanchez","olivia.sanchez@umit.maine.edu","Equipment is available for use after a contract agreement has been made with the Advanced Structures and Composite Center.","Composite Materials"]
["WPC Cluster Enhancement","Steam Dryer","Dryer, steam",null,"U Maine, Advanced Structures and Composite Center, Orono ","Olivia Sanchez","olivia.sanchez@umit.maine.edu","Equipment is available for use after a contract agreement has been made with the Advanced Structures and Composite Center.","Composite Materials"]
["WPC Cluster Enhancement","Gravimetric Feeder","Gravimetric feeder",null,"U Maine, Advanced Structures and Composite Center, Orono ","Olivia Sanchez","olivia.sanchez@umit.maine.edu","Equipment is available for use after a contract agreement has been made with the Advanced Structures and Composite Center.","Composite Materials"]
[null,"Engel ES330 85 ton injection molding machine","Injection molding machine",null,"U Maine, Advanced Structures and Composite Center, Orono ","Olivia Sanchez","olivia.sanchez@umit.maine.edu","Equipment is available for use after a contract agreement has been made with the Advanced Structures and Composite Center.","Composite Materials"]
[null,"Strand Pelletizer","Pelletizer",null,"U Maine, Advanced Structures and Composite Center, Orono ","Olivia Sanchez","olivia.sanchez@umit.maine.edu","Equipment is available for use after a contract agreement has been made with the Advanced Structures and Composite Center.","Composite Materials"]
[null,"CW Brabender Prep Mixer","Mixer, prep",null,"U Maine, Advanced Structures and Composite Center, Orono ","Olivia Sanchez","olivia.sanchez@umit.maine.edu","Equipment is available for use after a contract agreement has been made with the Advanced Structures and Composite Center.","Composite Materials"]
[null,"Melt Flow Indexer","Melt flow indexer",null,"U Maine, Advanced Structures and Composite Center, Orono ","Olivia Sanchez","olivia.sanchez@umit.maine.edu","Equipment is available for use after a contract agreement has been made with the Advanced Structures and Composite Center.","Composite Materials"]
[null,"Davis Standard Extruder Heating Clamps","Clamps, extruder, heating",null,"U Maine, Advanced Structures and Composite Center, Orono ","Olivia Sanchez","olivia.sanchez@umit.maine.edu","Equipment is available for use after a contract agreement has been made with the Advanced Structures and Composite Center.","Composite Materials"]
[null,"GSC Blender & Platform","Blender",null,"U Maine, Advanced Structures and Composite Center, Orono ","Olivia Sanchez","olivia.sanchez@umit.maine.edu","Equipment is available for use after a contract agreement has been made with the Advanced Structures and Composite Center.","Composite Materials"]
[null,"Davis-Standard Woodtruder","Woodtruder",null,"U Maine, Advanced Structures and Composite Center, Orono ","Olivia Sanchez","olivia.sanchez@umit.maine.edu","Equipment is available for use after a contract agreement has been made with the Advanced Structures and Composite Center.","Composite Materials"]
[null,"Capillary Rheometer","Capillary rheometer",null,"U Maine, Advanced Structures and Composite Center, Orono ","Olivia Sanchez","olivia.sanchez@umit.maine.edu","Equipment is available for use after a contract agreement has been made with the Advanced Structures and Composite Center.","Composite Materials"]
[null,"Static EFM Mixer Model","Mixer",null,"U Maine, Advanced Structures and Composite Center, Orono ","Olivia Sanchez","olivia.sanchez@umit.maine.edu","Equipment is available for use after a contract agreement has been made with the Advanced Structures and Composite Center.","Composite Materials"]
[null,"Z die Revision - Solid Profile Mandrels","Mandrel",null,"U Maine, Advanced Structures and Composite Center, Orono ","Olivia Sanchez","olivia.sanchez@umit.maine.edu","Equipment is available for use after a contract agreement has been made with the Advanced Structures and Composite Center.","Composite Materials"]

{"sheet":"By Class","index":6,"n_rows":258,"n_cols":9,"rows_kept":258,"cut":false,"hidden":false,"merged":[]}
["MTI Award","Asset or Service - Description","Asset or Service - Class","Vendor","Location","Contact","Contact email","Type of arrangement","Primary Technology Sector"]
["CEA 2035-49","Objet 30 3D Printer","3D printer","R&D Technologies","USM, Gorham Campus","Mike Wing","mcwing@usm.maine.edu","Fee for service (materials and labor","Precision Manufacturing"]
["CEA 2035-49","Z650 - 3-Dimensional color printer","3D printer","Zcorp","Advanced Biomechanics Lab for Injury Reduction & Rehab, Room 230 AMC Building, U Maine","Vincent Caccese","vince.caccese@umit.maine.edu","In house testing, research agreement, partnership with facility","Biotechnology"]
["CEA 2035-49","3D printer Zcops Z450 (2)","3D printer",null,"Prototyping Studio, University of Maine","Owen Smith",null,"All equipment use must be approved by IMRC Director and must adhere to policies and procedures of the IMRC Center.  In general, this means that the equipment must be used at the IMRC Center, users must have needed technical and/or safety training, and projects/uses must fit the aims and mission of the IMRC Center.","Information Technology"]
["CEA 2035-49","RepRap Prusa Mendel 3D printer","3D printer",null,"Prototyping Studio, University of Maine","Owen Smith",null,"All equipment use must be approved by IMRC Director and must adhere to policies and procedures of the IMRC Center.  In general, this means that the equipment must be used at the IMRC Center, users must have needed technical and/or safety training, and projects/uses must fit the aims and mission of the IMRC Center.","Information Technology"]
["CIP 122","Z-Scanner 3D scanner","3D scanner","Functional Performance Inc.","USM, Gorham Campus","Mike Wing","mcwing@usm.maine.edu","Fee for service (labor)","Precision Manufacturing"]
["CIP 122","Agglomerator","Agglomerator",null,"U Maine, Advanced Structures and Composite Center, Orono ","Olivia Sanchez","olivia.sanchez@umit.maine.edu","Equipment is available for use after a contract agreement has been made with the Advanced Structures and Composite Center.","Composite Materials"]
["CIP 129","Refining: Side-mount Agitator - GL&V Omni","Agitator","GL&V USA","U Maine, Dept. of Chemical and Biological Engineering, Orono","Michael Bilodeau","mbilodeau@maine.edu","Refining: Open access on a fee-for-service basis","Forestry & Agriculture"]
["CIP 129","Atomic Layer Deposition System","Atomic layer deposition","Oxford","LASST, U Maine","Rosemary Smith  ","rosemary.smith@maine.edu  ","Service contract, collaboration, User fee, test sample","Precision Manufacturing"]
["CIP 129","Bandsaw, JET 708749B JWBS-16Bin","Bandsaw",null,"Fabrication Studio, University of Maine","Owen Smith",null,"All equipment use must be approved by IMRC Director and must adhere to policies and procedures of the IMRC Center.  In general, this means that the equipment must be used at the IMRC Center, users must have needed technical and/or safety training, and projects/uses must fit the aims and mission of the IMRC Center.","Information Technology"]
["CIP 147","ASTM fractional batch still","Batch still","B/R Instruments","Technology Research Center 880 Main St. Suite 1, Old Town, ME  ","Amy Luce, Keith Hodgins","aluce@umche.maine.edu","For fee service","Forestry & Agriculture"]
["CIP 147","BioFlo 410 Bioreactor, 15L capacity","Bioreactor","NB Scientific","Technology Research Center 880 Main St. Suite 1, Old Town, ME  ","Amy Luce, Keith Hodgins","Amy Luce, Keith Hodgins","For fee service","Forestry & Agriculture"]
["CIP 147","GSC Blender & Platform","Blender",null,"U Maine, Advanced Structures and Composite Center, Orono ","Olivia Sanchez","olivia.sanchez@umit.maine.edu","Equipment is available for use after a contract agreement has been made with the Advanced Structures and Composite Center.","Composite Materials"]
["DA2612","CAD design","CAD design","Solidworks","Hybrid Structures Lab, Room 232 AMC Building, U Maine","Vincent Caccesse or John Belding ","vince.caccese@umit.maine.edu or john.belding @maine.edu ","In house testing, research agreement, partnership with facility","Biotechnology"]
["G-104243","Capillary Rheometer","Capillary rheometer",null,"U Maine, Advanced Structures and Composite Center, Orono ","Olivia Sanchez","olivia.sanchez@umit.maine.edu","Equipment is available for use after a contract agreement has been made with the Advanced Structures and Composite Center.","Composite Materials"]
["G-806093","Continous Centrifuge","Centrifuge","CEPA","Technology Research Center 880 Main St. Suite 1, Old Town, ME  ","Amy Luce, Keith Hodgins","aluce@umche.maine.edu","For fee service","Forestry & Agriculture"]
["G-806093","Eppendorf Refrigerated Centrifuge","Centrifuge","Fisher Scientific","Bigelow Laboratory East Boothbay, ME","Dr. Ramunas Stepanauskas","rstepanauskas@bigelow.org","Fee For Service; Research Agreement","Biotechnology"]
["MTAF","Chip Screening: Acrowood Chip Screen","Chip screener","Acrowood","U Maine, Dept. of Chemical and Biological Engineering, Orono","Michael Bilodeau","mbilodeau@maine.edu","Refining: Open access on a fee-for-service basis","Forestry & Agriculture"]
["MTAF","Davis Standard Extruder Heating Clamps","Clamps, extruder, heating",null,"U Maine, Advanced Structures and Composite Center, Orono ","Olivia Sanchez","olivia.sanchez@umit.maine.edu","Equipment is available for use after a contract agreement has been made with the Advanced Structures and Composite Center.","Composite Materials"]
["MTAF","CSZ Tundra Walk-In Climate Chamber","Climate chamber","Cincinatti sub zero","Advanced Biomechanics Lab for Injury Reduction & Rehab, Room 230 AMC Building, U Maine","Vincent Caccesse or John Belding ","vince.caccese@umit.maine.edu or john.belding @maine.edu ","In house testing, research agreement, partnership with facility","Biotechnology"]
["MTAF 1016","HP Z400 Workstation computers (20 of them)","Computer","HP","Folsom Hall 201, UMPI, Presque Isle","Chunzeng Wang","chunzeng.wang@umpi.edu","Workshops, partnerships, research agreement","Information Technology"]
["MTAF 1016","High Memory Computer","Computer","SUN","U Maine WiSe-Net Lab","Ali Abedi","ali.abedi@maine.edu","Project depending/negotiable","Information Technology"]
["MTAF 1016","Beckman Multisizer 4 Coulter Counter","Coulter counter","Beckman Coulter","UNE, College of Pharmacy, Portland","Daniel Brazeau, PhD 221-4078","dbrazeau@une.edu","Sample testing, Research Agreement, Partnership with Faculty","Biotechnology"]
["MTAF 1016","Seabird Electronics CTD's","CTD","Seabird Electronics","Maine Aquaculture Innovation Center","Chris Davis",null,null,"Aquaculture & Marine"]
["MTAF 1016","YSI CTD's","CTD","YSI","Maine Aquaculture Innovation Center","Chris Davis",null,null,"Aquaculture & Marine"]
["MTAF 1016","Light Cycler Block","Cycler block","Roche Diagnostics","Bigelow Laboratory East Boothbay, ME","Dr. Ramunas Stepanauskas","rstepanauskas@bigelow.org","Fee For Service; Research Agreement","Biotechnology"]
["MTAF 1016","Amnis Image StreamX Cytometer","Cytometer","Amnis","The Jackson Laboratory","Ted Duffy, Manager Flow Cytometry Service","ted.duffy@jax.org","Fee-for-service access","Biotechnology"]
["MTAF 1016","Accuri 6 Cytometer","Cytometer","Beckton-Dickinson","Husson University","William Lindblad","LindbladW@husson.edu","Fee-for-service access","Biotechnology"]
["MTAF 1038","Atomic Layer Deposition System","Deposition system","Oxford","LASST, U Maine","Robert Lad","rjlad@maine.edu","Service contract, collaboration, User fee, Test sample","Precision Manufacturing"]
["MTAF 1038","Sputter Deposition System","Deposition system","AHA","LASST, U Maine","Robert Lad or David Frankel","rjlad@maine.edu  or frankel@maine.edu","Collaboration, Service Contract, Test Sample","Precision Manufacturing"]
["MTAF 1071","PDS 2010 Parylene Deposition System","Deposition system","Specialty Coating Systems","LASST, U Maine","Rosemary Smith or Scott Collins","rosemary.smith@maine.edu  scott.collins@maine.edu","Collaboration, Service Contract, Test Sample","Precision Manufacturing"]
["MTAF 1071","Xray Diffractometer","Diffractometer","Panalytical","LASST, U Maine","Robert Lad or David Frankel","rjlad@maine.edu  or frankel@maine.edu","Service contract, collaboration, User Fee, Sample Characterization","Precision Manufacturing"]
["MTAF 1071","24\" Black Cat Cougar digital die cutter","Digital die cutter","Black Cat Cougar","Prototyping Studio, University of Maine","Owen Smith",null,"All equipment use must be approved by IMRC Director and must adhere to policies and procedures of the IMRC Center.  In general, this means that the equipment must be used at the IMRC Center, users must have needed technical and/or safety training, and projects/uses must fit the aims and mission of the IMRC Center.","Information Technology"]
["MTAF 1071","Complete Red Cinema Package:  Epic-X (Full 5k Digital Video Camera), Canon Amuminum Lens Mount, Red SSD Side handle, Red 5\" Touch Screen Controller, Red DSMC Side Handle, Redmote Wireless Controller, Red Pro I/O Audio Module, Red 1.8\" SSD 64GB(4), Redvolt Batteries, Redvolt Battery Charger, Red Pro Battery Module, Red Rocket Graphics Card, Red Clutch Shoulder Rig, Red Epic Pelican Case","Digital video camera",null,null,"Owen Smith",null,"All equipment use must be approved by IMRC Director and must adhere to policies and procedures of the IMRC Center.  In general, this means that the equipment must be used at the IMRC Center, users must have needed technical and/or safety training, and projects/uses must fit the aims and mission of the IMRC Center.","Information Technology"]
["MTAF 1079","Dilatometer","Dilatometer",null,"U Maine, Advanced Structures and Composite Center, Orono ","Olivia Sanchez","olivia.sanchez@umit.maine.edu","Equipment is available for use after a contract agreement has been made with the Advanced Structures and Composite Center.","Composite Materials"]
["MTAF 1079","Q800 Dynamic Mechanical Analyzer Research quality DMA","DMA","TA Instruments","MATEC Building SMCC Brunswick Campus","Andrew Schoenberg","aschoenberg@smccme.edu","Analysis available to industry. Work with MCA/SMCC to arrange for testing and analysis","Composite Materials"]
["MTAF 1079","Kessler Pocket Dolly Standard Length 39.5\"","Dolly, camera","Kessler",null,"Owen Smith",null,"All equipment use must be approved by IMRC Director and must adhere to policies and procedures of the IMRC Center.  In general, this means that the equipment must be used at the IMRC Center, users must have needed technical and/or safety training, and projects/uses must fit the aims and mission of the IMRC Center.","Information Technology"]
["MTAF 1079","Losmandy 4 Legged Spider Dolly with 40' of Flex Track","Dolly, spider","Losmandy",null,"Owen Smith",null,"All equipment use must be approved by IMRC Director and must adhere to policies and procedures of the IMRC Center.  In general, this means that the equipment must be used at the IMRC Center, users must have needed technical and/or safety training, and projects/uses must fit the aims and mission of the IMRC Center.","Information Technology"]
["MTAF 1079","Twin wire drop tower for helmet testing","Drop tower","AMC","Advanced Biomechanics Lab for Injury Reduction & Rehab, Room 230 AMC Building, U Maine","Vincent Caccese","vince.caccese@umit.maine.edu","In house testing, research agreement, partnership with facility","Biotechnology"]
["MTAF 1100","K850 Wm Critical point dryer","Dryer","Quorum Technologies","LASST, U Maine","Rosemary Smith  ","rosemary.smith@maine.edu  ","Service contract, collaboration, User Fee, Test Sample","Precision Manufacturing"]
["MTAF 1100","Techpap Handsheet Dryer - Ser. No. 2005-2","Dryer, handsheet","Techpap","U Maine, Dept. of Chemical and Biological Engineering, Orono","Michael Bilodeau","mbilodeau@maine.edu","Open access on a fee-for-service basis","Forestry & Agriculture"]
["MTAF 1100","Steam Dryer","Dryer, steam",null,"U Maine, Advanced Structures and Composite Center, Orono ","Olivia Sanchez","olivia.sanchez@umit.maine.edu","Equipment is available for use after a contract agreement has been made with the Advanced Structures and Composite Center.","Composite Materials"]
["MTAF 1100","Biomas Drying Oven","Drying oven","Wisconsin","Technology Research Center 880 Main St. Suite 1, Old Town, ME  ","Amy Luce, Keith Hodgins","aluce@umche.maine.edu","For fee service","Forestry & Agriculture"]
["MTAF 1100","Spectroscopic Ellipsometer","Ellipsometer","J. A. Woollam","LASST, U Maine","Rosemary Smith","rosemary.smith@maine.edu","Service contract, collaboration, User fee, Sample characterization","Precision Manufacturing"]
["MTAF 1100","F 40-UV thin film analysis instrument","Endoscope","Filmetrics","LASST, U Maine","Rosemary Smith  ","rosemary.smith@maine.edu  ","Service contract, collaboration, User fee, sample characterization","Precision Manufacturing"]
["MTAF 1100","Field Endoscope with portable video processor, 2.8 mm Channel, 9.8 m OD 1.35 cm working length","Endoscope","1800Endoscope.com","U Maine, School of Food and Agriculture, Orono / Kind Animal Care","Robert Causey","robert.causey@umit.maine.edu","Partnership with Faculty","Forestry & Agriculture"]
["MTAF 1100","Field Endoscope with portable video processor, 2.8 mm Channel, 9.8 m OD 1.5 mm working length","Endoscope","Fiegert","U Maine, School of Food and Agriculture, Orono/Foxcroft Veterinary Services","Robert Causey","robert.causey@umit.maine.edu","Partnership with Faculty","Forestry & Agriculture"]
["MTAF 1100","e-beam Multi-source Evaporator","Evaporator","Temescal / Semicore","LASST, U Maine","Rosemary Smith  ","rosemary.smith@maine.edu  ","Service contract, collaboration, User fee, test sample","Precision Manufacturing"]
["MTAF 1100","ConVap continous evaporator","Evaporator","Alfa Laval","Technology Research Center 880 Main St. Suite 1, Old Town, ME  ","Amy Luce, Keith Hodgins","aluce@umche.maine.edu","For fee service","Forestry & Agriculture"]
["MTAF 1100","Laboratory Mixing Extruder","Extruder","Dynisco","U Maine, Dept. of Chemical and Biological Engineering, Orono","Michael Bilodeau","mbilodeau@maine.edu","Fiber: Open access on a fee-for-service basis","Multiple"]
["MTAF 1100","Cincinnati Milacron Extruder and dies","Extruder",null,"U Maine, Advanced Structures and Composite Center, Orono ","Olivia Sanchez","olivia.sanchez@umit.maine.edu","Equipment is available for use after a contract agreement has been made with the Advanced Structures and Composite Center.","Composite Materials"]
["MTAF 1100","Marine fish broodstock facility (not completed)","Facility",null,"CCAR, Franklin","Nick Brown","npbrown@maine.edu","Business incubation/contract research","Aquaculture & Marine"]
["MTAF 1100","Seaweed seeding facilities","Facility",null,"CCAR, Franklin","Nick Brown","npbrown@maine.edu","Business incubation/contract research","Aquaculture & Marine"]
["MTAF 1100","Autogenous Vaccine Facility","Facility","Muliple Vendors","Kennebec River Biosciences","Dr. William Wilson","wwilson@bigelow.org","License Agreement","Biotechnology"]
["MTAF 1100","3x50 gallon fermentation vessels","Fermentation","in-house","Technology Research Center 880 Main St. Suite 1, Old Town, ME  ","Amy Luce, Keith Hodgins","aluce@umche.maine.edu","For fee service","Forestry & Agriculture"]
["MTAF 2008","Tangential Flow Filtration System","Filtration system","GEA-Niro","Technology Research Center 880 Main St. Suite 1, Old Town, ME  ","Amy Luce, Keith Hodgins","aluce@umche.maine.edu","For fee service","Forestry & Agriculture"]
["MTAF 2008","SCCH Salt Fog Chamber 26SL","Fog chamber","Singleton","Advanced Biomechanics Lab for Injury Reduction & Rehab, Room 230 AMC Building, U Maine","Vincent Caccesse or John Belding ","vince.caccese@umit.maine.edu or john.belding @maine.edu ","In house testing, research agreement, partnership with facility","Biotechnology"]
["MTAF 2008","-80 Ultra-Low Freezer","Freezer","New Brunswick Scientific","Bigelow Laboratory East Boothbay, ME","Dr. Ramunas Stepanauskas","rstepanauskas@bigelow.org","Fee For Servce; Research Agreement","Biotechnology"]
["MTAF 2008","Online FTIR","FTIR","CAI","Technology Research Center 880 Main St. Suite 1, Old Town, ME  ","Amy Luce, Keith Hodgins","aluce@umche.maine.edu","For fee service","Forestry & Agriculture"]
["MTAF 2009","Analytical Chemistry: Mattson Gallery Series FTIR 5000","FTIR 5000","Mattson","U Maine, Dept. of Chemical and Biological Engineering, Orono","Michael Bilodeau","mbilodeau@maine.edu","Analytical Chemistry: Open access on a fee-for-service basis","Forestry & Agriculture"]
["MTAF 2009","High Temperature (1000⁰ C) / High Pressure (750 psi) Furnace","Furnace","Deltech","LASST, U Maine","Robert Lad or David Frankel","rjlad@maine.edu  or frankel@maine.edu","Service contract, collaboration, User Fee, Sample Characterization","Precision Manufacturing"]
["MTAF 2009 donated","1700⁰  C Controlled Atmosphere Box & Tube Furnaces","Furnace","SentroTech / BlueM","LASST, U Maine","Robert Lad or David Frankel","rjlad@maine.edu  or frankel@maine.edu","Service contract, collaboration, User Fee, Sample Characterization","Precision Manufacturing"]
["MTAF 2009 donated","LPCVD Silicon nitride deposition furnace","Furnace","Custom","LASST, U Maine","Rosemary Smith","rosemary.smith@maine.edu","Service contract, collaboration, User fee, Test sample","Precision Manufacturing"]
["MTAF 2009 donated","High Resolution Video Gastroscope, 2.8 mm Channell, 10.8 OD, 1100mm Working Length","Gastroscope","Fuginon","U Maine, School of Food and Agriculture, Orono/Witter Center","Robert Causey","robert.causey@umit.maine.edu","Partnership with Faculty","Forestry & Agriculture"]
["MTAF 2009 donated","Standard Video gastroscope, 2.8 mm Channel, 9.3 mm OD 1100mm Working Length","Gastroscope","Fuginon","U Maine, School of Food and Agriculture, Orono/Witter Center","Robert Causey","robert.causey@umit.maine.edu","Partnership with Faculty","Forestry & Agriculture"]
["MTAF 2009 donated","Scientific Analysis instruments (SAI) Kronus 2D Gas Chromatrography Mass Spectrometer (GC/MS)","GC/MS","UNE, Genomics, Analytics & proteomics core","UNE, College of Pharmacy, Portland","Daniel Brazeau, PhD 221-4078","dbrazeau@une.edu","Sample testing, Research Agreement, Partnership with Faculty","Biotechnology"]
["MTAF 2009 donated","Agilent 7000 Series Triple Quadrupole Gas Chromatography Mass Spectrometer (GC/MS)","GC/MS","Agilent","UNE, College of Pharmacy, Portland","Daniel Brazeau, PhD 221-4078","dbrazeau@une.edu","Sample testing, Research Agreement, Partnership with Faculty","Biotechnology"]
["MTAF 2012","Gas Testing and Analysis: Landfill Gas testing by GC/Mass Spec","GC/MS",null,"Process Development Center, U Maine, Dept. of Chemical and Biological Engineering, Orono","Michael Bilodeau","mbilodeau@maine.edu","Open access on a fee-for-service basis","Forestry & Agriculture"]
["MTAF 2012","Slocum Battery Powered Glider","Glider, Slocum","Webb Research Company","Bigelow Laboratory East Boothbay, ME","Dr. William Balch","bbalch@bigelow.org","Partnership with Faculty","Aquaculture & Marine"]
["MTAF 2012","GPS units (4 of them)","GPS","Trimble","Folsom Hall 201, UMPI, Presque Isle","Chunzeng Wang","chunzeng.wang@umpi.edu","Workshops, partnerships, research agreement","Information Technology"]
["MTAF 2012","Gravimetric Feeder","Gravimetric feeder",null,"U Maine, Advanced Structures and Composite Center, Orono ","Olivia Sanchez","olivia.sanchez@umit.maine.edu","Equipment is available for use after a contract agreement has been made with the Advanced Structures and Composite Center.","Composite Materials"]
["MTAF 2012","Agilent 1200 Rapid Resolution High Performance Liquid Chromatrography (RRLC)","HPLC","Agilent","UNE, College of Pharmacy, Portland","Daniel Brazeau, PhD 221-4078","dbrazeau@une.edu","Sample testing, Research Agreement, Partnership with Faculty","Biotechnology"]
["MTAF 2012","Stock Prep: Two hydropulpers, Two Dis Refiners (13\", 20\") with Variable Speed Motor, Stock Tanks - Two 3000 gallon Two 1500 gallon, Two 900 gallon, PFI mills, Various centricleaner systems","Hydropulpers",null,"Process Development Center, U Maine, Dept. of Chemical and Biological Engineering, Orono","Michael Bilodeau","mbilodeau@maine.edu","Open access on a fee-for-service basis","Forestry & Agriculture"]
["MTAF 2047","Agilent 7500 Inductively Coupled Plasma Mass Spectrometer (ICP-MS)","ICP/MS","Agilent","UNE, College of Pharmacy, Portland","Daniel Brazeau, PhD 221-4078","dbrazeau@une.edu","Sample testing, Research Agreement, Partnership with Faculty","Biotechnology"]
["MTAF 2047","Varian 820-MS Inductively Coupled Plasma Mass Spectrometer (ICP-MS)","ICP/MS","Varian","UNE, College of Pharmacy, Portland","Daniel Brazeau, PhD 221-4078","dbrazeau@une.edu","Sample testing, Research Agreement, Partnership with Faculty","Biotechnology"]
["MTAF 2047","Westcott Illuminator Extension Arm (5)","Illuminator extension arm","Westcott",null,"Owen Smith",null,"All equipment use must be approved by IMRC Director and must adhere to policies and procedures of the IMRC Center.  In general, this means that the equipment must be used at the IMRC Center, users must have needed technical and/or safety training, and projects/uses must fit the aims and mission of the IMRC Center.","Information Technology"]
["MTAF 2047","Innova Incubator","Incubator","New Brunswick Scientific","Bigelow Laboratory East Boothbay, ME","Dr. Ramunas Stepanauskas","rstepanauskas@bigelow.org","Fee For Service; Research Agreement","Biotechnology"]
["MTAF 2047","Engel ES330 85 ton injection molding machine","Injection molding machine",null,"U Maine, Advanced Structures and Composite Center, Orono ","Olivia Sanchez","olivia.sanchez@umit.maine.edu","Equipment is available for use after a contract agreement has been made with the Advanced Structures and Composite Center.","Composite Materials"]
["MTAF 2047","Reactive Ion Etch System","Ion etch system","Oxford","LASST, U Maine","Rosemary Smith  ","rosemary.smith@maine.edu  ","Service contract, collaboration, User fee, test sample","Precision Manufacturing"]
["MTAF 2047","Maine Aquaculture Technology Lab (not completed","Lab, aquaculture","EL Shea","CCAR, Franklin","Nick Brown","npbrown@maine.edu","Business incubation/contract research","Aquaculture & Marine"]
["MTAF 2047","24\" Laminator","Laminator",null,"Prototyping Studio, University of Maine","Owen Smith",null,"All equipment use must be approved by IMRC Director and must adhere to policies and procedures of the IMRC Center.  In general, this means that the equipment must be used at the IMRC Center, users must have needed technical and/or safety training, and projects/uses must fit the aims and mission of the IMRC Center.","Information Technology"]
["MTAF 2047","HP Elitebook 6580 laptops (4 of them)","Laptop","HP","Folsom Hall 201, UMPI, Presque Isle","Chunzeng Wang","chunzeng.wang@umpi.edu","Workshops, partnerships, research agreement","Information Technology"]
["MTAF 2047","Delta 18-900L 18in laser drill press","Laser drill press","Delta","Fabrication Studio, University of Maine","Owen Smith",null,"All equipment use must be approved by IMRC Director and must adhere to policies and procedures of the IMRC Center.  In general, this means that the equipment must be used at the IMRC Center, users must have needed technical and/or safety training, and projects/uses must fit the aims and mission of the IMRC Center.","Information Technology"]
["MTAF 2047","Laser Engraving/Cutting System:  Universal VersaLaser VLS4.60 50W 24\" x 18\"x9\" Bed and rotary attachment","Laser engraver","Universal Laser Systems","Prototyping Studio, University of Maine","Owen Smith",null,"All equipment use must be approved by IMRC Director and must adhere to policies and procedures of the IMRC Center.  In general, this means that the equipment must be used at the IMRC Center, users must have needed technical and/or safety training, and projects/uses must fit the aims and mission of the IMRC Center.","Information Technology"]
["MTAF 2047","Agilent 6400 Series Triple Quadrupole Liquid Chromatography Mass Spectrometer (LC/MS)","LC/MS","Agilent","UNE, College of Pharmacy, Portland","Daniel Brazeau, PhD 221-4078","dbrazeau@une.edu","Sample testing, Research Agreement, Partnership with Faculty","Biotechnology"]
["MTAF 2047","Waters Micromass Triple Quattro Liquid Chromatography Mass Spectrometer (1)","LC/MS","Waters","UNE, College of Pharmacy, Portland","Daniel Brazeau, PhD 221-4078","dbrazeau@une.edu","Sample testing, Research Agreement, Partnership with Faculty","Biotechnology"]
["MTAF 2052","Waters Micromass Triple Quattro Liquid Chromatography Mass Spectrometer (2)","LC/MS","Waters","UNE, College of Pharmacy, Portland","Daniel Brazeau, PhD 221-4078","dbrazeau@une.edu","Sample testing, Research Agreement, Partnership with Faculty","Biotechnology"]
["MTAF 2054 BCBB","Lenses: Canon 8-15mm f4L, Canon 16-35mm f2.8L, Canon 24-70mm f2.8L, Canon 24mm f1.4L, Canon 100mm Macro f.28L","Lenses, camera","Canon",null,"Owen Smith",null,"All equipment use must be approved by IMRC Director and must adhere to policies and procedures of the IMRC Center.  In general, this means that the equipment must be used at the IMRC Center, users must have needed technical and/or safety training, and projects/uses must fit the aims and mission of the IMRC Center.","Information Technology"]
["MTAF 2059","Arri Tungsten 4 Light Kit","Light kit","Arri",null,"Owen Smith",null,"All equipment use must be approved by IMRC Director and must adhere to policies and procedures of the IMRC Center.  In general, this means that the equipment must be used at the IMRC Center, users must have needed technical and/or safety training, and projects/uses must fit the aims and mission of the IMRC Center.","Information Technology"]
["MTAF 3001","Altman Foto Pac 3 Light Kit","Light kit","Altman",null,"Owen Smith",null,"All equipment use must be approved by IMRC Director and must adhere to policies and procedures of the IMRC Center.  In general, this means that the equipment must be used at the IMRC Center, users must have needed technical and/or safety training, and projects/uses must fit the aims and mission of the IMRC Center.","Information Technology"]
["MTAF 3001","Impact Air-Cushioned All-Purpose Light Stand (5)","Light stand","Impact Studio Lighting",null,"Owen Smith",null,"All equipment use must be approved by IMRC Director and must adhere to policies and procedures of the IMRC Center.  In general, this means that the equipment must be used at the IMRC Center, users must have needed technical and/or safety training, and projects/uses must fit the aims and mission of the IMRC Center.","Information Technology"]
["MTAF 3001","SQUID Magnetometer","Magnetometer","Quantum Design","LASST, U Maine","Robert Meulenberg","robert.meulenberg@maine.edu","Service contract, collaboration, User Fee, Sample Characterization","Precision Manufacturing"]
["MTAF 3001","Z die Revision - Solid Profile Mandrels","Mandrel",null,"U Maine, Advanced Structures and Composite Center, Orono ","Olivia Sanchez","olivia.sanchez@umit.maine.edu","Equipment is available for use after a contract agreement has been made with the Advanced Structures and Composite Center.","Composite Materials"]
["MTAF 3001","Scientific Analysis Instruments (SAI) Laser ToF ToF Mass Spectrometer (MS)","Mass Spectrometer","UNE, Genomics, Analytics & proteomics core","UNE, College of Pharmacy, Portland","Daniel Brazeau, PhD 221-4078","dbrazeau@une.edu","Sample testing, Research Agreement, Partnership with Faculty","Biotechnology"]
["MTAF 3001","Accu. TOF-D Mass Spectrometer","Mass Spectrometer","Jeol USA, Inc","Bigelow Laboratory East Boothbay, ME","Carlton Rauschenberg","carlton@bigelow.org","Fee For Service","Biotechnology"]
["MTAF 3001","Melt Flow Indexer","Melt flow indexer",null,"U Maine, Advanced Structures and Composite Center, Orono ","Olivia Sanchez","olivia.sanchez@umit.maine.edu","Equipment is available for use after a contract agreement has been made with the Advanced Structures and Composite Center.","Composite Materials"]
["MTAF 3013","Shure SM57 microphone (6)","Microphone","Shure",null,"Owen Smith",null,"All equipment use must be approved by IMRC Director and must adhere to policies and procedures of the IMRC Center.  In general, this means that the equipment must be used at the IMRC Center, users must have needed technical and/or safety training, and projects/uses must fit the aims and mission of the IMRC Center.","Information Technology"]
["MTAF 3013","Audix OM-3 microphone (4)","Microphone","Audix",null,"Owen Smith",null,"All equipment use must be approved by IMRC Director and must adhere to policies and procedures of the IMRC Center.  In general, this means that the equipment must be used at the IMRC Center, users must have needed technical and/or safety training, and projects/uses must fit the aims and mission of the IMRC Center.","Information Technology"]
["MTAF 3013","Sennheiser MD 421 II microphone","Microphone","Sennheiser",null,"Owen Smith",null,"All equipment use must be approved by IMRC Director and must adhere to policies and procedures of the IMRC Center.  In general, this means that the equipment must be used at the IMRC Center, users must have needed technical and/or safety training, and projects/uses must fit the aims and mission of the IMRC Center.","Information Technology"]
["MTAF 3013","Miktek PM10 mic","Microphone","Miktek Audio",null,"Owen Smith",null,"All equipment use must be approved by IMRC Director and must adhere to policies and procedures of the IMRC Center.  In general, this means that the equipment must be used at the IMRC Center, users must have needed technical and/or safety training, and projects/uses must fit the aims and mission of the IMRC Center.","Information Technology"]
["Non-MTI funded","Miktek PMD4 mic kit","Microphone","Miktek Audio",null,"Owen Smith",null,"All equipment use must be approved by IMRC Director and must adhere to policies and procedures of the IMRC Center.  In general, this means that the equipment must be used at the IMRC Center, users must have needed technical and/or safety training, and projects/uses must fit the aims and mission of the IMRC Center.","Information Technology"]
["Non-MTI funded","Blue Microphones bluebird microphones (2)","Microphone","Blue Microphones",null,"Owen Smith",null,"All equipment use must be approved by IMRC Director and must adhere to policies and procedures of the IMRC Center.  In general, this means that the equipment must be used at the IMRC Center, users must have needed technical and/or safety training, and projects/uses must fit the aims and mission of the IMRC Center.","Information Technology"]
["Non-MTI funded","Field Binocular Microscope","Microscope","Forestry Suppliers, Inc.","Downeast Institute","Brian Beal","bbeal@maine.edu","This is a standard, student stereomicroscope that can bre borrowed with permission","Aquaculture & Marine"]
["Non-MTI funded","Nikon inverted microscope","Microscope",null,"CCAR, Franklin","Nick Brown","npbrown@maine.edu","Business incubation/contract research","Aquaculture & Marine"]
["Non-MTI funded","Supra 25 Field Emission Microscope","Microscope","Carl Zeiss SMT, Inc","Bigelow Laboratory East Boothbay, ME","Carlton Rauschenberg","carlton@bigelow.org","Fee for Service","Multiple"]
["Non-MTI funded","Super-Resolution Microscope Facility","Microscope facility","multiple","Dept. of Physics, Bennett Hall, U Maine, Orono","Prof. Sam Hess","sam.hess@umit.maine.edu","Research Agreement of Hourly Use for Fee","Biotechnology"]
["Non-MTI funded","Nvision 40 SEM/FIB with EDX, cryo, Umanipulators and gas injection","Microscope, scanning electron","Zeiss","LASST, U Maine","Scott Collins","scott.collins@maine.edu","Service contract, collaboration, User Fee, Sample Image","Precision Manufacturing"]
["Non-MTI funded","Rolland MDX-20 3D scanning and milling machine","Milling machine","Rolland","CNC Lab, University of Maine","Owen Smith",null,"All equipment use must be approved by IMRC Director and must adhere to policies and procedures of the IMRC Center.  In general, this means that the equipment must be used at the IMRC Center, users must have needed technical and/or safety training, and projects/uses must fit the aims and mission of the IMRC Center.","Information Technology"]
["Non-MTI funded","4 Stage Mixer settler","Mixer","Rousselet -Robatel","Technology Research Center 880 Main St. Suite 1, Old Town, ME  ","Amy Luce, Keith Hodgins","aluce@umche.maine.edu","For fee service","Forestry & Agriculture"]
["Non-MTI funded","Static EFM Mixer Model","Mixer",null,"U Maine, Advanced Structures and Composite Center, Orono ","Olivia Sanchez","olivia.sanchez@umit.maine.edu","Equipment is available for use after a contract agreement has been made with the Advanced Structures and Composite Center.","Composite Materials"]
["Non-MTI funded","CW Brabender Prep Mixer","Mixer, prep",null,"U Maine, Advanced Structures and Composite Center, Orono ","Olivia Sanchez","olivia.sanchez@umit.maine.edu","Equipment is available for use after a contract agreement has been made with the Advanced Structures and Composite Center.","Composite Materials"]
["Non-MTI funded","Optical Pattern Generator (photolithographic mask generation)","Optics","David Mann","LASST, U Maine","Rosemary Smith  ","rosemary.smith@maine.edu  ","Service contract, collaboration, User fee","Precision Manufacturing"]
["Non-MTI funded","High Speed Digital Oscilloscope","Oscilloscope","Lecroy","LASST, U Maine","Rosemary Smith or Scott Collins ","rosemary.smith@maine.edu or scott.collins@maine.edu","Collaboration, sample test, Service contract","Precision Manufacturing"]
["Non-MTI funded","Lecroy Oscilloscope WR 204Xi-A 2 GHz, 4 ch","Oscilloscope","Lecroy","U Maine, RF and Electromagnetics Lab, Orono","Professor Mauricio Pereira da Cunha","mdacunha@maine.edu","Contract with University of Maine office for cooperation","Information Technology"]
["Non-MTI funded","Papermaking: Pilot Paper Machine 13\" trim, 150 fpm maximum speed, 25 gsm to 200 basis wt range, Flooded Cip Size Press, Capable of using only size press w/o wet end, One-sided spray coating application, Four steel roll stack, New state of the Art Distributed Control Shystem, including scanner and instrument package, advanced data collection system and data historian","Paper machine",null,"Process Development Center, U Maine, Dept. of Chemical and Biological Engineering, Orono","Michael Bilodeau","mbilodeau@maine.edu","Open access on a fee-for-service basis","Forestry & Agriculture"]
["Non-MTI funded","Parr Reactor model 4843","Parr reactor","Parr Instrument Company","U Maine, Dept. of Chemical and Biological Engineering, Orono","Michael Bilodeau","mbilodeau@maine.edu","Open access on a fee-for-service basis","Forestry & Agriculture"]
["Non-MTI funded","Real Time PCR System","PCR system","Bio Rad Labs","Bigelow Laboratory East Boothbay, ME","Dr. Ramunas Stepanauskas","rstepanauskas@bigelow.org","Fee For Service; Research Agreement","Biotechnology"]
["Non-MTI funded","BioRad CFX 96 Quantitative Polymerase Chain reaction system (QPCR)","PCR system","Biorad","UNE, College of Pharmacy, Portland","Daniel Brazeau, PhD 221-4078","dbrazeau@une.edu","Sample testing, Research Agreement, Partnership with Faculty","Biotechnology"]
["Non-MTI funded","Conventional PCR System","PCR system","Bio Rd Labs","Bigelow Laboratory East Boothbay, ME","Dr. Ramunas Stepanauskas","rstepanauskas@bigelow.org","Fee For Service; Research Agreement","Biotechnology"]
["Non-MTI funded","Lawson pellet mill","Pellet mill","Lawson Mills","Technology Research Center 880 Main St. Suite 1, Old Town, ME  ","Amy Luce, Keith Hodgins","aluce@umche.maine.edu","For fee service","Forestry & Agriculture"]
["Non-MTI funded","Strand Pelletizer","Pelletizer",null,"U Maine, Advanced Structures and Composite Center, Orono ","Olivia Sanchez","olivia.sanchez@umit.maine.edu","Equipment is available for use after a contract agreement has been made with the Advanced Structures and Composite Center.","Composite Materials"]
["Non-MTI funded","DeWalt DW734 12-1/2' planer with three knife cutter-head","Planer","DeWalt","Fabrication Studio, University of Maine","Owen Smith",null,"All equipment use must be approved by IMRC Director and must adhere to policies and procedures of the IMRC Center.  In general, this means that the equipment must be used at the IMRC Center, users must have needed technical and/or safety training, and projects/uses must fit the aims and mission of the IMRC Center.","Information Technology"]
["Non-MTI funded","Losmandy Standard Porta-jib 72\"","Porta-jib","Losmandy",null,"Owen Smith",null,"All equipment use must be approved by IMRC Director and must adhere to policies and procedures of the IMRC Center.  In general, this means that the equipment must be used at the IMRC Center, users must have needed technical and/or safety training, and projects/uses must fit the aims and mission of the IMRC Center.","Information Technology"]
["Non-MTI funded","PARSTAT 4000 Potentiostat","Potentiostat","Ametek","LASST, U Maine","Rosemary Smith or Scott Collins ","rosemary.smith@maine.edu or scott.collins@maine.edu","Collaboration, sample test, Service contract","Precision Manufacturing"]
["Other","Large format printing Epson Stylus Pro 9900 44'' wide","Printer","Epson","Prototyping Studio, University of Maine","Owen Smith",null,"All equipment use must be approved by IMRC Director and must adhere to policies and procedures of the IMRC Center.  In general, this means that the equipment must be used at the IMRC Center, users must have needed technical and/or safety training, and projects/uses must fit the aims and mission of the IMRC Center.","Information Technology"]
["Other","Color proofing printer, Xerox Phaser 7500DN","Printer","Xerox","Prototyping Studio, University of Maine","Owen Smith",null,"All equipment use must be approved by IMRC Director and must adhere to policies and procedures of the IMRC Center.  In general, this means that the equipment must be used at the IMRC Center, users must have needed technical and/or safety training, and projects/uses must fit the aims and mission of the IMRC Center.","Information Technology"]
["Other","Epson 4800 printer","Printer","Epson","Prototyping Studio, University of Maine","Owen Smith",null,"All equipment use must be approved by IMRC Director and must adhere to policies and procedures of the IMRC Center.  In general, this means that the equipment must be used at the IMRC Center, users must have needed technical and/or safety training, and projects/uses must fit the aims and mission of the IMRC Center.","Information Technology"]
["Other","Profilometer","Profilometer","Tencor","LASST, U Maine","Robert Lad or David Frankel","rjlad@maine.edu  or frankel@maine.edu","Service contract, collaboration, User Fee, Sample Characterization","Precision Manufacturing"]
["Other","Impact 5 in 1 collapsible reflector disc set 42\"","Reflector disc set","Impact Studio Lighting",null,"Owen Smith",null,"All equipment use must be approved by IMRC Director and must adhere to policies and procedures of the IMRC Center.  In general, this means that the equipment must be used at the IMRC Center, users must have needed technical and/or safety training, and projects/uses must fit the aims and mission of the IMRC Center.","Information Technology"]
["Other","Impact 7 in 1 rectangular reflector disc set 42\"x72\"","Reflector disc set","Impact Studio Lighting",null,"Owen Smith",null,"All equipment use must be approved by IMRC Director and must adhere to policies and procedures of the IMRC Center.  In general, this means that the equipment must be used at the IMRC Center, users must have needed technical and/or safety training, and projects/uses must fit the aims and mission of the IMRC Center.","Information Technology"]
["Other","Westcott Scrim Jim Large Reflector kit 72\"x72\"","Reflector kit","Westcott",null,"Owen Smith",null,"All equipment use must be approved by IMRC Director and must adhere to policies and procedures of the IMRC Center.  In general, this means that the equipment must be used at the IMRC Center, users must have needed technical and/or safety training, and projects/uses must fit the aims and mission of the IMRC Center.","Information Technology"]
["Other","Rotovap","Rotovap","Buchi","Technology Research Center 880 Main St. Suite 1, Old Town, ME  ","Amy Luce, Keith Hodgins","aluce@umche.maine.edu","For fee service","Forestry & Agriculture"]
["Other","Shopsaber 4896 table router (4hp) High Frequency Spindle, vacuum hold-down system and t-slot table","Router","Shopsaber","CNC Lab, University of Maine","Owen Smith",null,"All equipment use must be approved by IMRC Director and must adhere to policies and procedures of the IMRC Center.  In general, this means that the equipment must be used at the IMRC Center, users must have needed technical and/or safety training, and projects/uses must fit the aims and mission of the IMRC Center.","Information Technology"]
["Other","Wafer Dicing Saw","Saw","K&S","LASST, U Maine","Robert Lad or David Frankel","rjlad@maine.edu  or frankel@maine.edu","Service contract, collaboration, User Fee, Sample Characterization","Precision Manufacturing"]
["Other","SawStop Industrial Cabinet Saw","Saw","SawStop","Fabrication Studio, University of Maine","Owen Smith",null,"All equipment use must be approved by IMRC Director and must adhere to policies and procedures of the IMRC Center.  In general, this means that the equipment must be used at the IMRC Center, users must have needed technical and/or safety training, and projects/uses must fit the aims and mission of the IMRC Center.","Information Technology"]
["Other","DeWalt DW718 12\" Dual-bevel sliding compound miter","Saw, miter","DeWalt","Fabrication Studio, University of Maine","Owen Smith",null,"All equipment use must be approved by IMRC Director and must adhere to policies and procedures of the IMRC Center.  In general, this means that the equipment must be used at the IMRC Center, users must have needed technical and/or safety training, and projects/uses must fit the aims and mission of the IMRC Center.","Information Technology"]
["Other","Large color scanner","Scanner","ColorTrac","Folsom Hall 201, UMPI, Presque Isle","Chunzeng Wang","chunzeng.wang@umpi.edu","Research agreement","Information Technology"]
["Other","Roche 454 Junior Sequencing System","Sequencing system","Roche Diagnostics","UNE, College of Pharmacy, Portland","Daniel Brazeau, PhD 221-4078","dbrazeau@une.edu","Sample testing, Research Agreement, Partnership with Faculty","Biotechnology"]
["Other","Sewing, HUSQVARNA VIKING 5D Embrodiery System software","Sewing","Husqvarna Viking","Prototyping Studio, University of Maine","Owen Smith",null,"All equipment use must be approved by IMRC Director and must adhere to policies and procedures of the IMRC Center.  In general, this means that the equipment must be used at the IMRC Center, users must have needed technical and/or safety training, and projects/uses must fit the aims and mission of the IMRC Center.","Information Technology"]
["Other","Sewing, Brother 3034D serger","Sewing ","Brother","Prototyping Studio, University of Maine","Owen Smith",null,"All equipment use must be approved by IMRC Director and must adhere to policies and procedures of the IMRC Center.  In general, this means that the equipment must be used at the IMRC Center, users must have needed technical and/or safety training, and projects/uses must fit the aims and mission of the IMRC Center.","Information Technology"]
["Other","Digital embrodiery and Sewing, HUSQVARNA VIKIN Designer Topaz 30","Sewing, embroidery","Husqvarna Viking","Prototyping Studio, University of Maine","Owen Smith",null,"All equipment use must be approved by IMRC Director and must adhere to policies and procedures of the IMRC Center.  In general, this means that the equipment must be used at the IMRC Center, users must have needed technical and/or safety training, and projects/uses must fit the aims and mission of the IMRC Center.","Information Technology"]
["Other","Munson Shredder","Shredder","Munson Co.","U Maine, Dept. of Chemical and Biological Engineering, Orono","Michael Bilodeau","mbilodeau@maine.edu","Materials handling: Open access on a fee-for-service basis","Forestry & Agriculture"]
["Other","Vector Signal Generator","Signal generator","Anritsu","U Maine WiSe-Net Lab","Ali Abedi","ali.abedi@maine.edu","Project depending/negotiable","Information Technology"]
["Other","E8257D PSG High Frequency Analog  Signal Generator","Signal generator","Agilent","U Maine, RF and Electromagnetics Lab, Orono","Professor Mauricio Pereira da Cunha","mdacunha@maine.edu","Contract with University of Maine office for cooperation","Information Technology"]
["Other","N5182A-506 6 GHz MXG Signal Generator","Signal generator","Agilent","U Maine, RF and Electromagnetics Lab, Orono","Professor Mauricio Pereira da Cunha","mdacunha@maine.edu","Contract with University of Maine office for cooperation","Information Technology"]
["Other","Two soldering stations with custom ventilation system","Soldering station",null,"Electronics Lab, University of Maine","Owen Smith",null,"All equipment use must be approved by IMRC Director and must adhere to policies and procedures of the IMRC Center.  In general, this means that the equipment must be used at the IMRC Center, users must have needed technical and/or safety training, and projects/uses must fit the aims and mission of the IMRC Center.","Information Technology"]
["Other","Nicolet iS10 Mid Infrared FT-IR Spectrometer Demo Model","Spectrometer, FT-IR","Thermo Electron North America LLC ","MATEC Building SMCC Brunswick Campus","Andrew Schoenberg","aschoenberg@smccme.edu","Analysis available to industry. Work with MCA/SMCC to arrange for testing and analysis","Composite Materials"]
["Scanning Electron Microscope","Thermal Desorption Spectroscopy","Spectroscopy","Balzars","LASST, U Maine","Brian Federick","brian.frederick@umit.maine.edu","Service contract, collaboration, User Fee, Sample Characterization","Precision Manufacturing"]
["SG3311","Raman Spectroscopy","Spectroscopy","Renishaw","LASST, U Maine","Carl Tripp","ctripp@maine.edu","Service contract, collaboration, User Fee, Sample Characterization","Precision Manufacturing"]
["TF 1074/2053","Infra-red Spectroscopy","Spectroscopy","Romem","LASST, U Maine","Carl Tripp","ctripp@maine.edu","Service contract, collaboration, User Fee, Sample Characterization","Precision Manufacturing"]
["TF 1074/2053","Auger Electron Spectroscopy","Spectroscopy","Perkin-Elmer","LASST, U Maine","Robert Lad or David Frankel","rjlad@maine.edu  or frankel@maine.edu","Service contract, collaboration, User Fee, Sample Characterization","Precision Manufacturing"]
["TF 1074/2053","X-Ray Photoelectron Spectroscopy","Spectroscopy","SPECs","LASST, U Maine","Robert Lad or David Frankel","rjlad@maine.edu  or frankel@maine.edu","Service contract, collaboration, User Fee, Sample Characterization","Precision Manufacturing"]
["TF 2022","N9020A MXA Spectrum Analyzer","Spectrum analyzer","Agilent","U Maine, RF and Electromagnetics Lab, Orono","Professor Mauricio Pereira da Cunha","mdacunha@maine.edu","Contract with University of Maine office for cooperation","Information Technology"]
["TF 2022","Sprectrophotometer","Sprectrophotometer","Nanodrop","Bigelow Laboratory East Boothbay, ME","Dr. Ramunas Stepanauskas","rstepanauskas@bigelow.org","Fee For Service; Research Agreement","Biotechnology"]
["TF 2022","Zolinger XT2000 Gold Series Steadycam system","Steadycam system","Zolinger",null,"Owen Smith",null,"All equipment use must be approved by IMRC Director and must adhere to policies and procedures of the IMRC Center.  In general, this means that the equipment must be used at the IMRC Center, users must have needed technical and/or safety training, and projects/uses must fit the aims and mission of the IMRC Center.","Information Technology"]
["TF 2022","Surface Area Analyzer","Surface area analyzer","Micromeritics","LASST, U Maine","Brian Federick","brian.frederick@umit.maine.edu","Service contract, collaboration, User Fee, Sample Characterization","Precision Manufacturing"]
["TF 2022","Shaking table system - 6,000 lbf capacity 2 axis","Table, shaking","LDS","Hybrid Structures Lab, Room 232 AMC Building, U Maine","Vincent Caccese or John Belding","vince.caccese@umit.maine.edu or john.belding @maine.edu ","In house testing, research agreement, partnership with facility","Biotechnology"]
["TF 2022","Mettler Thermogravimetric Analyzer","Thermogravimetric analyzer","Mettler","U Maine, Advanced Structures and Composite Center, Orono ","Olivia Sanchez","olivia.sanchez@umit.maine.edu","Equipment is available for use after a contract agreement has been made with the Advanced Structures and Composite Center.","Composite Materials"]
["TF 2022","PCR Tissue Culture Enclosure","Tissue culture enclosure","Fisher Scientific","Bigelow Laboratory East Boothbay, ME","Dr. Ramunas Stepanauskas","rstepanauskas@bigelow.org","Fee For Service; Research Agreement","Biotechnology"]
["TF 2022","XL Variable incidence Tribometer","Tribometer",null,"U Maine, Advanced Structures and Composite Center, Orono ","Olivia Sanchez","olivia.sanchez@umit.maine.edu","Equipment is available for use after a contract agreement has been made with the Advanced Structures and Composite Center.","Composite Materials"]
["TF 2022","Sachtler 18 S1 Fluid Head and Tripod System","Tripod system","Sachtler",null,"Owen Smith",null,"All equipment use must be approved by IMRC Director and must adhere to policies and procedures of the IMRC Center.  In general, this means that the equipment must be used at the IMRC Center, users must have needed technical and/or safety training, and projects/uses must fit the aims and mission of the IMRC Center.","Information Technology"]
["TF 2022"," Manfrotto 502 Pro Video Tripod System (2)","Tripod system","Manfrotto",null,"Owen Smith",null,"All equipment use must be approved by IMRC Director and must adhere to policies and procedures of the IMRC Center.  In general, this means that the equipment must be used at the IMRC Center, users must have needed technical and/or safety training, and projects/uses must fit the aims and mission of the IMRC Center.","Information Technology"]
["TF 2022","UV Laser Direct Write / Micromachining System ","UV Laser","JPSA","LASST, U Maine","Rosemary Smith or Scott Collins ","rosemary.smith@maine.edu or scott.collins@maine.edu","Service contract, collaboration, User fee","Precision Manufacturing"]
["TF 2022","Formech 660 Manual Vacuum Former","Vacuum former","Formech","Fabrication Studio, University of Maine","Owen Smith",null,"All equipment use must be approved by IMRC Director and must adhere to policies and procedures of the IMRC Center.  In general, this means that the equipment must be used at the IMRC Center, users must have needed technical and/or safety training, and projects/uses must fit the aims and mission of the IMRC Center.","Information Technology"]
["TF 2022","Vapor Silanization System","Vapor silanization","Solitec","LASST, U Maine","Rosemary Smith or Scott Collins ","rosemary.smith@maine.edu or scott.collins@maine.edu","Service contract, collaboration, User fee, test sample","Precision Manufacturing"]
["TF 2022","Tormach PCNC 1100 vertical mill","Vertical mill","Tormach","CNC Lab, University of Maine","Owen Smith",null,"All equipment use must be approved by IMRC Director and must adhere to policies and procedures of the IMRC Center.  In general, this means that the equipment must be used at the IMRC Center, users must have needed technical and/or safety training, and projects/uses must fit the aims and mission of the IMRC Center.","Information Technology"]
["TF 2022","Laser vibrometer","Vibrometer","VPI sensor","Hybrid Structures Lab, Room 232 AMC Building, U Maine","Vincent Caccese","vince.caccese@umit.maine.edu","In house testing, research agreement, partnership with facility","Biotechnology"]
["TF 2022","Signmaking, Large format thermal transfer vinyl printer/cutter Summa DC4","Vinyl printer/cutter","Summa USA","Prototyping Studio, University of Maine","Owen Smith",null,"All equipment use must be approved by IMRC Director and must adhere to policies and procedures of the IMRC Center.  In general, this means that the equipment must be used at the IMRC Center, users must have needed technical and/or safety training, and projects/uses must fit the aims and mission of the IMRC Center.","Information Technology"]
["TF 2022","Cone and plate viscometer","Viscometer","Brookfield","Technology Research Center 880 Main St. Suite 1, Old Town, ME  ","Amy Luce, Keith Hodgins","aluce@umche.maine.edu","For fee service","Forestry & Agriculture"]
["TF 2022","Pilot Web Coater: New 12 in. wide web coater and laminator.","Web coater/laminator","Faustel","U Maine, Dept. of Chemical and Biological Engineering, Orono","Michael Bilodeau","mbilodeau@maine.edu","Coating: Open access on a fee-for-service basis","Forestry & Agriculture"]
["TF 2022","Coating: FAUSTEL - new 12\" wide Web Coater and Laminator. Uses base paper from pilot paper machine or commercially-made base papers. Capable of prototype development or small test market production runs","Web coater/laminator",null,"Process Development Center, U Maine, Dept. of Chemical and Biological Engineering, Orono","Michael Bilodeau","mbilodeau@maine.edu","Open access on a fee-for-service basis","Forestry & Agriculture"]
["TF 2022","Davis-Standard Woodtruder","Woodtruder",null,"U Maine, Advanced Structures and Composite Center, Orono ","Olivia Sanchez","olivia.sanchez@umit.maine.edu","Equipment is available for use after a contract agreement has been made with the Advanced Structures and Composite Center.","Composite Materials"]
["TF 2022","Sodick AP-500 wire edm",null,null,"U Maine AMC Building Orono","John Belding","john.belding@maine.edu","Fee for service (labor and consumables","Precision Manufacturing"]
["TF 2022","Demo AG-X 300kN frame with 100kN hardware, Trapezium X software and associated test jigs",null,"Shimadzu Scientific Instruments","MATEC Building SMCC Brunswick Campus","Andrew Schoenberg","aschoenberg@smccme.edu","Analysis available to industry. Work with MCA/SMCC to arrange for testing and analysis","Composite Materials"]
["TF 2022","YSI Multiparameter instrument",null,"YSI","Downeast Institute","Brian Beal","bbeal@maine.edu","Instrument measures dissolved oxygen and seawater temperature. It can be borrowed with permission","Aquaculture & Marine"]
["TF 2022","Parr reactor 20L",null,"Parr ","Technology Research Center 880 Main St. Suite 1, Old Town, ME  ","Amy Luce, Keith Hodgins","aluce@umche.maine.edu","For fee service","Forestry & Agriculture"]
["TF 2022","Tube reactor 2''",null,"Parr","Technology Research Center 880 Main St. Suite 1, Old Town, ME  ","Amy Luce, Keith Hodgins","aluce@umche.maine.edu","For fee service","Forestry & Agriculture"]
["TF 2022","TDO (thermal deoxygenation) CSTR",null,"in-house","Technology Research Center 880 Main St. Suite 1, Old Town, ME  ","Amy Luce, Keith Hodgins","aluce@umche.maine.edu","For fee service","Forestry & Agriculture"]
["TF 2022","Andritz Sprout-Bauer TMP",null,"legacy","Technology Research Center 880 Main St. Suite 1, Old Town, ME  ","Amy Luce, Keith Hodgins","aluce@umche.maine.edu","For fee service","Forestry & Agriculture"]
["TF 2022","Papermaking: Upgrade to paper machine. New distributed control system, with scanner and instrument package",null,"Honeywell International","U Maine, Dept. of Chemical and Biological Engineering, Orono","Michael Bilodeau","mbilodeau@maine.edu","Papermaking: Open access on a fee-for-service basis","Forestry & Agriculture"]
["TF 2022","Papermaking: New Advanced Data Collection System with Data Historian",null,"OSI Soft","U Maine, Dept. of Chemical and Biological Engineering, Orono","Michael Bilodeau","mbilodeau@maine.edu","Papermaking: Open access on a fee-for-service basis","Forestry & Agriculture"]
["TF 2022","Gallios",null,"Beckman Coulter","Trillium Diagnostics","Adam Curtis","adamcurtis@trillumdx.c om","Fee-for-service access","Biotechnology"]
["TF 2022","BD FACSanto II",null,"Beckton-Dickinson","Trillium Diagnostics","Adam Curtis","adamcurtis@trillumdx.c om","Fee-for-service access","Biotechnology"]
["TF 2022","Server and analytical software",null,"Various","Trillium Diagnostics","Adam Curtis","adamcurtis@trillumdx.c om","Analytical software necessary to interpret proprietary flow cytrometry data is available through a secure server to the MRFCC consortium and to other users through fee-for-service contracted analytical time.","Biotechnology"]
["TF 2022","BD LSR II",null,"Beckton-Dickinson","U Maine, Orono","Robert Wheeler, PhD, Assistant Professor of Microbiology","robert.wheeler@umit.maine.edu","Fee-for-service access","Biotechnology"]
["TF 2022","Network software (Mentum planet)",null,"Mentum","U Maine WiSe-Net Lab","Ali Abedi","ali.abedi@maine.edu","Project depending/negotiable","Information Technology"]
["TF 2022","FPGA Based Software Defined Radio Development Kits",null,"SoleNet and Ettus","U Maine WiSe-Net Lab","Ali Abedi","ali.abedi@maine.edu","Project depending/negotiable","Information Technology"]
["TF 2022","Wireless Channel Emulator",null,"Spirent","U Maine WiSe-Net Lab","Ali Abedi","ali.abedi@maine.edu","Project depending/negotiable","Information Technology"]
["TF 2022","E5061B Agilent 3 GHz VNA",null,"Agilent","U Maine, RF and Electromagnetics Lab, Orono","Professor Mauricio Pereira da Cunha","mdacunha@maine.edu","Contract with University of Maine office for cooperation","Information Technology"]
["TF 2022","N1912A 2-Channel Power meter",null,"Agilent","U Maine, RF and Electromagnetics Lab, Orono","Professor Mauricio Pereira da Cunha","mdacunha@maine.edu","Contract with University of Maine office for cooperation","Information Technology"]
["TF 2022","N5242A 26 GHz PNA-X (Nonlinear VNA)",null,"Agilent","U Maine, RF and Electromagnetics Lab, Orono","Professor Mauricio Pereira da Cunha","mdacunha@maine.edu","Contract with University of Maine office for cooperation","Information Technology"]
["TF 2022","LPKF Protomat System Suite",null,"LPKF","U Maine, RF and Electromagnetics Lab, Orono","Professor Mauricio Pereira da Cunha","mdacunha@maine.edu","Contract with University of Maine office for cooperation","Information Technology"]
["TF 2022","Rodent Vivarium (BSL II Capabilities and surgical suite)",null,"UNE Biomedical Research Core","UNE Biddeford","Ed Bilsky, PhD 207-602-2707","ebilsky@une.edu","Industry Partnerships, Contract Research Services, Academic Collaborations","Biotechnology"]
["TF 2022","Illumina HiSeq2000 (upgraded from originally funded Illumina GAIIX) and associated data management infrastructure",null,"Illumina","The Jackson Laboratory Scientific Services","Doug Hinerfeld","douglas.hinerfeld@jax.org","The HiSeq2000 is available as a fee-for-service offering.  Interested parties should contact Doug Hinerfeld to discuss experimental design and pricing.","Biotechnology"]
["TF 2022","Whole Arm Manipulator + Barrett hand and wrist",null,"Barrett Technologies","Crosby Lab","Mohsen Shahinpoor","mohsen.shahinpoor@umit.maine.edu","In house testing, research agreement, partnership with facility","Biotechnology"]
["TF 2022","Fatigue test system control - Universal with displ. Or load control",null,"Delsys","Hybrid Structures Lab, Room 232 AMC Building, U Maine","Vincent Caccese","vince.caccese@umit.maine.edu","In house testing, research agreement, partnership with facility","Biotechnology"]
["TF 2022","EMG, force plate sensing system",null,"Edtech","Advanced Biomechanics Lab for Injury Reduction & Rehab, Room 230 AMC Building, U Maine","Vincent Caccese","vince.caccese@umit.maine.edu","In house testing, research agreement, partnership with facility","Biotechnology"]
["TF 2022","Hybrid III ATD 5% female + pedestrian kit 50% male + pedestrian kit 95% male headform w/ low durometer neck 3-year old child",null,"Humanetics","Advanced Biomechanics Lab for Injury Reduction & Rehab, Room 230 AMC Building, U Maine","Vincent Caccese","vince.caccese@umit.maine.edu","In house testing, research agreement, partnership with facility","Biotechnology"]
["TF 2022","Jaguar dynamic data acquisition system - 18 channel simultaneous",null,"Spectral Dynamics","Advanced Biomechanics Lab for Injury Reduction & Rehab, Room 230 AMC Building, U Maine","Vincent Caccese","vince.caccese@umit.maine.edu","In house testing, research agreement, partnership with facility","Biotechnology"]
["TF 2022","4-point Conductivity / Hall Mobility",null,"DCA Instruments","LASST, U Maine","Robert Lad","rjlad@maine.edu","Service contract, collaboration, User Fee, Sample Characterization","Precision Manufacturing"]
["TF 2022","Wire Bonder",null,"Ultek","LASST, U Maine","Robert Lad or David Frankel","rjlad@maine.edu  or frankel@maine.edu","Service contract, collaboration, User Fee, Sample Characterization","Precision Manufacturing"]
["TF 2022","MA6 mask-wafer aligner /exposure system",null,"Suss","LASST, U Maine","Rosemary Smith","rosemary.smith@maine.edu","Service contract, collaboration, User fee","Precision Manufacturing"]
["TF 2022","80+ PECVD System",null,"Oxford","LASST, U Maine","Rosemary Smith or Scott Collins","rosemary.smith@maine.edu  scott.collins@maine.edu","Collaboration, Service Contract, Test Sample","Precision Manufacturing"]
["TF 2022","XE-100 AFM",null,"PSIA/Park Systems","LASST, U Maine","Rosemary Smith or Scott Collins","rosemary.smith@maine.edu or scott.collins@maine.edu","Service contract, collaboration, User Fee, Sample Characterization","Precision Manufacturing"]
["TF 2022","CareStream in Vivo MS FX Pro (x-ray, luminescence, multiwavelength fluorescence, and radiosotopic detection modes)",null,"Carestream Health","UNE Biddeford","Colin Willis PhD 207-602-2872","cwillis1@une.edu","Industry Partnerships, Contract Research Services, Academic Collaborations","Biotechnology"]
["TF 2022","Multidisciplinary Behavior Core",null,null,"UNE Biddeford","Ed Bilsky, PhD 207-602-2707","ebilsky@une.edu","Industry Partnerships, Contract Research Services, Academic Collaborations","Biotechnology"]
["TF 2022","Rodent Surgery Services w/ clinical applications",null,null,"UNE Biddeford","Ed Bilsky, PhD 207-602-2707","ebilsky@une.edu","Industry Partnerships, Contract Research Services, Academic Collaborations","Biotechnology"]
["TF 2022","Analytical Chemistry: Carbohydrate and lignin analysis, specialty extraction and effluent testing, gas chromotopography/mass spectroscopy",null,null,"Process Development Center, U Maine, Dept. of Chemical and Biological Engineering, Orono","Michael Bilodeau","mbilodeau@maine.edu","Open access on a fee-for-service basis","Forestry & Agriculture"]
["TF 2022","Bleaching: Bench Scale Oxygen Delignification Reactor, Quantum High Shear, Pressurized Reactor w/ Ozone Generator \" bag bleaching\" Capacity",null,null,"Process Development Center, U Maine, Dept. of Chemical and Biological Engineering, Orono","Michael Bilodeau","mbilodeau@maine.edu","Open access on a fee-for-service basis","Forestry & Agriculture"]
["TF 2022","Finishing: BELOIT Heated Soft Nip Calendar, 3 roll hydraulically loaded Stack Roll, roll temerature up to 600 deg. F, sheet and web feed 12\" sheet width",null,null,"Process Development Center, U Maine, Dept. of Chemical and Biological Engineering, Orono","Michael Bilodeau","mbilodeau@maine.edu","Open access on a fee-for-service basis","Forestry & Agriculture"]
["TF 2022","Pulp and Paper Testing; Capability to perform most TAPPI Standard Test Methods, Fiber Morphology analysis, KRK Printability Tester, Mutek Charge",null,null,"Process Development Center, U Maine, Dept. of Chemical and Biological Engineering, Orono","Michael Bilodeau","mbilodeau@maine.edu","Open access on a fee-for-service basis","Forestry & Agriculture"]
["TF 2022","Pulping: Rocking Digester (2 kg capacity), Alkali Profiling Digester, FBRI Digester/Extractor, Adirondack Pulp Disintegrator, Slotted Plate Stock Screen, Oxygen Delignification Reactor",null,null,"Process Development Center, U Maine, Dept. of Chemical and Biological Engineering, Orono","Michael Bilodeau","mbilodeau@maine.edu","Open access on a fee-for-service basis","Forestry & Agriculture"]
["TF 2022","Wood/Biomass Processing: 9\" Carthage Chipper, Klockner Hammermill Chip Classifier",null,null,"Process Development Center, U Maine, Dept. of Chemical and Biological Engineering, Orono","Michael Bilodeau","mbilodeau@maine.edu","Open access on a fee-for-service basis","Forestry & Agriculture"]
["TF 2022","Foot pressure sensing system",null,"TechScan","Advanced Biomechanics Lab for Injury Reduction & Rehab, Room 230 AMC Building, U Maine","Vincent Caccese","vince.caccese@umit.maine.edu","In house testing, research agreement, partnership with facility","Biotechnology"]
["TF 2022","Wireless sensing equipment",null,"Various","Hybrid Structures Lab, Room 232 AMC Building, U Maine","Vincent Caccese","vince.caccese@umit.maine.edu","In house testing, research agreement, partnership with facility","Biotechnology"]
["TF 2022","Vicon Motion Capture and Human Performance Measurement System",null,"Vicon","Advanced Biomechanics Lab for Injury Reduction & Rehab, Room 230 AMC Building, U Maine","Vincent Caccese","vince.caccese@umit.maine.edu","In house testing, research agreement, partnership with facility","Biotechnology"]
["TF 2022","Finite Element Analysis",null,"ABAQUS, LSDYNA, ANSYS, MADYMO","Advanced Biomechanics Lab for Injury Reduction & Rehab, Room 230 AMC Building, U Maine","Vincent Caccesse or John Belding ","vince.caccese@umit.maine.edu or john.belding @maine.edu ","In house testing, research agreement, partnership with facility","Biotechnology"]
["TF 2022","810 Material Testing System - 100k",null,"MTS","Hybrid Structures Lab, Room 232 AMC Building, U Maine","Vincent Caccesse or John Belding ","vince.caccese@umit.maine.edu or john.belding @maine.edu ","In house testing, research agreement, partnership with facility","Biotechnology"]
["TF 2022","Vibration testing equipment",null,"Various","Hybrid Structures Lab, Room 232 AMC Building, U Maine","Vincent Caccesse or John Belding ","vince.caccese@umit.maine.edu or john.belding @maine.edu ","In house testing, research agreement, partnership with facility","Biotechnology"]
["TF 2022","Nortek dopler acoustic current meter",null,"Nortek","Maine Aquaculture Innovation Center","Chris Davis",null,null,"Aquaculture & Marine"]
["TF 2022","Circuit board mill",null,null,"Electronics Lab, University of Maine","Owen Smith",null,"All equipment use must be approved by IMRC Director and must adhere to policies and procedures of the IMRC Center.  In general, this means that the equipment must be used at the IMRC Center, users must have needed technical and/or safety training, and projects/uses must fit the aims and mission of the IMRC Center.","Information Technology"]
["TF 2022","Electronics workstations with: Agilent 34410A 6.5 Digit Digital Multimeter, Agilent E3631A Programmable DC Power Supply, Agilent 33120A function/arbitrary waveform generator, Agilent MSOXA2024A Digital and Analog Oscilloscope",null,"Agilent","Electronics Lab, University of Maine","Owen Smith",null,"All equipment use must be approved by IMRC Director and must adhere to policies and procedures of the IMRC Center.  In general, this means that the equipment must be used at the IMRC Center, users must have needed technical and/or safety training, and projects/uses must fit the aims and mission of the IMRC Center.","Information Technology"]
["TF 2022","Digitizing Tablet, Wacom Intuos (2)",null,"Wacom","Prototyping Studio, University of Maine","Owen Smith",null,"All equipment use must be approved by IMRC Director and must adhere to policies and procedures of the IMRC Center.  In general, this means that the equipment must be used at the IMRC Center, users must have needed technical and/or safety training, and projects/uses must fit the aims and mission of the IMRC Center.","Information Technology"]
["TF 2022","Mac Pro tower w/ dual 24\" screens (2)",null,"Macintosh","Prototyping Studio, University of Maine","Owen Smith",null,"All equipment use must be approved by IMRC Director and must adhere to policies and procedures of the IMRC Center.  In general, this means that the equipment must be used at the IMRC Center, users must have needed technical and/or safety training, and projects/uses must fit the aims and mission of the IMRC Center.","Information Technology"]
["TF 2022","Shop air system:  Ingersoll-Rand 2475N7.5-P, 7.5HP, 80 gal, 24 CFM@175PSI",null,"Ingersoll-Rand","Fabrication Studio, University of Maine","Owen Smith",null,"All equipment use must be approved by IMRC Director and must adhere to policies and procedures of the IMRC Center.  In general, this means that the equipment must be used at the IMRC Center, users must have needed technical and/or safety training, and projects/uses must fit the aims and mission of the IMRC Center.","Information Technology"]
["TF 2022","Metalforming, 30\" Jet SBR-30N Shear, brake,roller",null,null,"Fabrication Studio, University of Maine","Owen Smith",null,"All equipment use must be approved by IMRC Director and must adhere to policies and procedures of the IMRC Center.  In general, this means that the equipment must be used at the IMRC Center, users must have needed technical and/or safety training, and projects/uses must fit the aims and mission of the IMRC Center.","Information Technology"]
["TF 2022","Impact Saddle-bag Sand bags (10)",null,"Impact Studio Lighting",null,"Owen Smith",null,"All equipment use must be approved by IMRC Director and must adhere to policies and procedures of the IMRC Center.  In general, this means that the equipment must be used at the IMRC Center, users must have needed technical and/or safety training, and projects/uses must fit the aims and mission of the IMRC Center.","Information Technology"]
["TF 2022","Impact Super Collapsible chroma green background 8'x16'",null,"Impact Studio Lighting",null,"Owen Smith",null,"All equipment use must be approved by IMRC Director and must adhere to policies and procedures of the IMRC Center.  In general, this means that the equipment must be used at the IMRC Center, users must have needed technical and/or safety training, and projects/uses must fit the aims and mission of the IMRC Center.","Information Technology"]
[null,"Malone Design Works MC Desk",null,null,null,"Owen Smith",null,"All equipment use must be approved by IMRC Director and must adhere to policies and procedures of the IMRC Center.  In general, this means that the equipment must be used at the IMRC Center, users must have needed technical and/or safety training, and projects/uses must fit the aims and mission of the IMRC Center.","Information Technology"]
["TF1106/2061","Euphonix Artist Mix (3)",null,"Euphonix",null,"Owen Smith",null,"All equipment use must be approved by IMRC Director and must adhere to policies and procedures of the IMRC Center.  In general, this means that the equipment must be used at the IMRC Center, users must have needed technical and/or safety training, and projects/uses must fit the aims and mission of the IMRC Center.","Information Technology"]
["TF2022","Euphonix Artist Control",null,"Euphonix",null,"Owen Smith",null,"All equipment use must be approved by IMRC Director and must adhere to policies and procedures of the IMRC Center.  In general, this means that the equipment must be used at the IMRC Center, users must have needed technical and/or safety training, and projects/uses must fit the aims and mission of the IMRC Center.","Information Technology"]
["WPC Cluster Enhancement","Apogee Symphony I/O",null,"Apogee Symphony",null,"Owen Smith",null,"All equipment use must be approved by IMRC Director and must adhere to policies and procedures of the IMRC Center.  In general, this means that the equipment must be used at the IMRC Center, users must have needed technical and/or safety training, and projects/uses must fit the aims and mission of the IMRC Center.","Information Technology"]
["WPC Cluster Enhancement","Apogee Symphony I/O (8analog I/O - AES I/O (2)",null,"Apogee Symphony",null,"Owen Smith",null,"All equipment use must be approved by IMRC Director and must adhere to policies and procedures of the IMRC Center.  In general, this means that the equipment must be used at the IMRC Center, users must have needed technical and/or safety training, and projects/uses must fit the aims and mission of the IMRC Center.","Information Technology"]
["WPC Cluster Enhancement","Apogee Symphony I/O (8 mic pre amp)",null,"Apogee Symphony",null,"Owen Smith",null,"All equipment use must be approved by IMRC Director and must adhere to policies and procedures of the IMRC Center.  In general, this means that the equipment must be used at the IMRC Center, users must have needed technical and/or safety training, and projects/uses must fit the aims and mission of the IMRC Center.","Information Technology"]
["WPC Cluster Enhancement"," Apogee Symphony 64",null,"Apogee Symphony",null,"Owen Smith",null,"All equipment use must be approved by IMRC Director and must adhere to policies and procedures of the IMRC Center.  In general, this means that the equipment must be used at the IMRC Center, users must have needed technical and/or safety training, and projects/uses must fit the aims and mission of the IMRC Center.","Information Technology"]
["WPC Cluster Enhancement","Avalon VT-737 sp Mic preamp",null,"Avalon Design",null,"Owen Smith",null,"All equipment use must be approved by IMRC Director and must adhere to policies and procedures of the IMRC Center.  In general, this means that the equipment must be used at the IMRC Center, users must have needed technical and/or safety training, and projects/uses must fit the aims and mission of the IMRC Center.","Information Technology"]
["WPC Cluster Enhancement","Universal Audio LA-610 Mk II Channel strip ",null,"Universal Audio",null,"Owen Smith",null,"All equipment use must be approved by IMRC Director and must adhere to policies and procedures of the IMRC Center.  In general, this means that the equipment must be used at the IMRC Center, users must have needed technical and/or safety training, and projects/uses must fit the aims and mission of the IMRC Center.","Information Technology"]
["WPC Cluster Enhancement","Solid State Logic XLogic Alpha channel (2)",null,"Xlogic",null,"Owen Smith",null,"All equipment use must be approved by IMRC Director and must adhere to policies and procedures of the IMRC Center.  In general, this means that the equipment must be used at the IMRC Center, users must have needed technical and/or safety training, and projects/uses must fit the aims and mission of the IMRC Center.","Information Technology"]
["WPC Cluster Enhancement","Focusrite ISA428 MkII 4 channel preamp Apple iMac (27\" 3.1GHz i5)",null,null,null,"Owen Smith",null,"All equipment use must be approved by IMRC Director and must adhere to policies and procedures of the IMRC Center.  In general, this means that the equipment must be used at the IMRC Center, users must have needed technical and/or safety training, and projects/uses must fit the aims and mission of the IMRC Center.","Information Technology"]
["WPC Cluster Enhancement","Glyph Gt 062E (2TB-7200RPM) (3)",null,"Glyph Tech",null,"Owen Smith",null,"All equipment use must be approved by IMRC Director and must adhere to policies and procedures of the IMRC Center.  In general, this means that the equipment must be used at the IMRC Center, users must have needed technical and/or safety training, and projects/uses must fit the aims and mission of the IMRC Center.","Information Technology"]
["WPC Cluster Enhancement","Avid Pro Tools 10",null,null,null,"Owen Smith",null,"All equipment use must be approved by IMRC Director and must adhere to policies and procedures of the IMRC Center.  In general, this means that the equipment must be used at the IMRC Center, users must have needed technical and/or safety training, and projects/uses must fit the aims and mission of the IMRC Center.","Information Technology"]
["WPC Cluster Enhancement","Apple Logic Studio 9",null,null,null,"Owen Smith",null,"All equipment use must be approved by IMRC Director and must adhere to policies and procedures of the IMRC Center.  In general, this means that the equipment must be used at the IMRC Center, users must have needed technical and/or safety training, and projects/uses must fit the aims and mission of the IMRC Center.","Information Technology"]
["WPC Cluster Enhancement","Propellerhead Reason 6",null,null,null,"Owen Smith",null,"All equipment use must be approved by IMRC Director and must adhere to policies and procedures of the IMRC Center.  In general, this means that the equipment must be used at the IMRC Center, users must have needed technical and/or safety training, and projects/uses must fit the aims and mission of the IMRC Center.","Information Technology"]
["WPC Cluster Enhancement","Waves Diamond Bundle Native",null,null,null,"Owen Smith",null,"All equipment use must be approved by IMRC Director and must adhere to policies and procedures of the IMRC Center.  In general, this means that the equipment must be used at the IMRC Center, users must have needed technical and/or safety training, and projects/uses must fit the aims and mission of the IMRC Center.","Information Technology"]
["WPC Cluster Enhancement","Synthogy Ivory II Grand Pianos",null,"Synthogy",null,"Owen Smith",null,"All equipment use must be approved by IMRC Director and must adhere to policies and procedures of the IMRC Center.  In general, this means that the equipment must be used at the IMRC Center, users must have needed technical and/or safety training, and projects/uses must fit the aims and mission of the IMRC Center.","Information Technology"]
["WPC Cluster Enhancement","Akai Professional MPK88 88key controller",null,"Akai",null,"Owen Smith",null,"All equipment use must be approved by IMRC Director and must adhere to policies and procedures of the IMRC Center.  In general, this means that the equipment must be used at the IMRC Center, users must have needed technical and/or safety training, and projects/uses must fit the aims and mission of the IMRC Center.","Information Technology"]
["WPC Cluster Enhancement","Roland HandSonic 15 percussion controller",null,"Roland",null,"Owen Smith",null,"All equipment use must be approved by IMRC Director and must adhere to policies and procedures of the IMRC Center.  In general, this means that the equipment must be used at the IMRC Center, users must have needed technical and/or safety training, and projects/uses must fit the aims and mission of the IMRC Center.","Information Technology"]
["WPC Cluster Enhancement","Earthworks QTC30 Matched Pair",null,"Earthworks Audio",null,"Owen Smith",null,"All equipment use must be approved by IMRC Director and must adhere to policies and procedures of the IMRC Center.  In general, this means that the equipment must be used at the IMRC Center, users must have needed technical and/or safety training, and projects/uses must fit the aims and mission of the IMRC Center.","Information Technology"]
[null,"Neumann U87 Ai Set Z (Nickel w/ shockmount)",null,"Neumann USA",null,"Owen Smith",null,"All equipment use must be approved by IMRC Director and must adhere to policies and procedures of the IMRC Center.  In general, this means that the equipment must be used at the IMRC Center, users must have needed technical and/or safety training, and projects/uses must fit the aims and mission of the IMRC Center.","Information Technology"]
[null,"Studio projects C4 matched stereo pair",null,null,null,"Owen Smith",null,"All equipment use must be approved by IMRC Director and must adhere to policies and procedures of the IMRC Center.  In general, this means that the equipment must be used at the IMRC Center, users must have needed technical and/or safety training, and projects/uses must fit the aims and mission of the IMRC Center.","Information Technology"]
[null,"Rode NTK",null,"Rode Microphones",null,"Owen Smith",null,"All equipment use must be approved by IMRC Director and must adhere to policies and procedures of the IMRC Center.  In general, this means that the equipment must be used at the IMRC Center, users must have needed technical and/or safety training, and projects/uses must fit the aims and mission of the IMRC Center.","Information Technology"]
[null,"Ultimate Support MC-125 mic boom stand",null,"Ultimate Support",null,"Owen Smith",null,"All equipment use must be approved by IMRC Director and must adhere to policies and procedures of the IMRC Center.  In general, this means that the equipment must be used at the IMRC Center, users must have needed technical and/or safety training, and projects/uses must fit the aims and mission of the IMRC Center.","Information Technology"]
[null,"Sennheiser EW 110G3 (A Band 516-558MHz) (2)",null,"Sennheiser",null,"Owen Smith",null,"All equipment use must be approved by IMRC Director and must adhere to policies and procedures of the IMRC Center.  In general, this means that the equipment must be used at the IMRC Center, users must have needed technical and/or safety training, and projects/uses must fit the aims and mission of the IMRC Center.","Information Technology"]
[null,"Sennheiser 172 G3",null,"Sennheiser",null,"Owen Smith",null,"All equipment use must be approved by IMRC Director and must adhere to policies and procedures of the IMRC Center.  In general, this means that the equipment must be used at the IMRC Center, users must have needed technical and/or safety training, and projects/uses must fit the aims and mission of the IMRC Center.","Information Technology"]
[null,"Complete DSLR Cinema Package: Canon 5D Mark ii, Redrock Micro Field Cinema Shoulder Rig, Redrock Micro MatteBox Deluxe Bundle, Redrock Micro Filter Set 4\"x5.65\", Zacuto Follow Focus ",null,null,null,"Owen Smith",null,"All equipment use must be approved by IMRC Director and must adhere to policies and procedures of the IMRC Center.  In general, this means that the equipment must be used at the IMRC Center, users must have needed technical and/or safety training, and projects/uses must fit the aims and mission of the IMRC Center.","Information Technology"]
[null,"Biohazard Hood",null,"VWR","Bigelow Laboratory East Boothbay, ME","Dr. Ramunas Stepanauskas","rstepanauskas@bigelow.org","Fee For Service; Research Agreement","Biotechnology"]
[null,"Gel Documentation System",null,"VWR","Bigelow Laboratory East Boothbay, ME","Dr. Ramunas Stepanauskas","rstepanauskas@bigelow.org","Fee For Service; Research Agreement","Biotechnology"]
[null,"Bravo Liquid Handling Station",null,"Airclean Systems","Bigelow Laboratory East Boothbay, ME","Dr. Ramunas Stepanauskas","rstepanauskas@bigelow.org","Fee For Service; Research Agreement","Biotechnology"]